## MCL- Referred Tests List
Updated: 07/07/2026
Note: The information in this document is subject to change without prior notice. For additional information or assistance, call 800-533-1710 or 507-266-5700
Mayo Test ID | Published Name | Ref Lab Code | List Fee for Client | CPT Code Information | Referral Lab | Specimen Required/Min Volume | Specimen Stability Information | Days and Times Setup | Analytic Time | Maximum Laboratory Time | Fee Details | NYS Approved
AD2AR | PrecivityAD2, Reflex to Apolipoprotein E, Plasma | 2002 |  | 81599 | C2N Diagnostics, Interface | Supplies: Screw cap micro tube, 2 mL, PCR Performance Tested, Low protein-binding (T983) Collection Container/Tube: 10 mL Purple top (K EDTA) Submission Container/Tube: Two 2-mL screw cap micro tubes Specimen Volume: 3 mL in 2 tubes, each containing 1.5 mL Collection Instructions: 1. Centrifuge within two hours of collection. 2. Label two 2-mL screw-cap micro tubes. 3. Aliquot 1.5 mL of plasma into each labeled micro tube. 4. Freeze plasma (no longer than 2 hours after collection) at or below -20 degrees C. Min Vol: See Specimen Required | Plasma - Frozen (preferred) | Monday through Friday | 3 days | 15 | Fees for testing with Strategic Sourcing partners are negotiated through client contracts. Have client contact Mayo Business office if requesting fee for testing. | No
ASYNC | Alpha-Synuclein Protein Aggregates, Spinal Fluid | ASYNC |  | 0393U | Amprion Inc. | Supplies: Sterile Specimen Tube, 6 mL (T485) Container/Tube: Sterile polypropylene tube Note: Polypropylene collection tubes must be used. Specimen Volume: 1 mL Collection Instructions: 1. Perform lumbar puncture and discard the first 1 to 2 mL of cerebrospinal fluid (CSF). 2. Collect CSF directly into a sterile polypropylene tube. 3. Inspect specimen for visible discoloration. Specimen must be clear and colorless to perform testing. Do not centrifuge. 4. Freeze sample upright prior to placing in transport container. Specimen Minimum Volume: 0.3 mL | Frozen (preferred) 60 days/Refrigerated 14 days | Varies | 15 days | 21 | Fees for testing with Strategic Sourcing partners are negotiated through client contracts. Have client contact Mayo Business office if requesting fee for testing. | No
BOAC | Boron, Serum/Plasma | 0711SP | 88 | 83018 | NMS Labs | ***Must submit one specimen per order. Specimens cannot be shared between multiple orders.*** Submit only 1 of the following specimens: Specimen Type: Serum Collection Container/Tube: Plastic Royal Blue top tube (Trace metal-free; No additive) Submission Container/Tube: Plastic vial Specimen Volume: 2 mL Collection Instructions: 1. Draw blood in a trace metal free royal blue-top, no additive tube(s). Serum gel tube is not acceptable. 2. Centrifuge and send 2 mL serum in an acid washed plastic screw capped vial (MCL supply number T619) 3. Ship refrigerate in a plastic vial. Note: Label specimen appropriately (serum) Specimen Type: Plasma Collection Container/Tube: Royal blue top tube (Trace metal-free; EDTA) Submission Container/Tube: Plastic vial Specimen volume: 2 mL Collection Instructions: 1. Draw blood in a trace metal free royal blue-top EDTA tube(s). Plasma gel tube is not acceptable. 2. Centrifuge and send 2 mL plasma in an acid washed plastic screw capped vial (MCL supply number T619). 3. Ship refrigerate in a plastic vial. Note: Label specimen appropriately (plasma) Min Vol: 0.7 mL | Varies - Refrigerated (preferred) - 30 days Frozen - 30 days Ambient - 30 days | Monday through Sunday | 4 to 9 days | 13 |  | Yes
C2AD2 | PrecivityAD2, Plasma | 1001 |  | 0503U | C2N Diagnostics, Interface | Supplies: Screw cap micro tube, 2 mL, PCR Performance Tested, Low protein-binding (T983) Collection Container/Tube: 10 mL Purple top (K EDTA) Submission Container/Tube: Two 2-mL screw cap micro tubes Specimen Volume: 3 mL in 2 tubes, each containing 1.5 mL Collection Instructions: 1. Centrifuge within two hours of collection. 2. Label two 2-mL screw-cap micro tubes. 3. Aliquot 1.5 mL of plasma into each labeled micro tube. 4. Freeze plasma (no longer than 2 hours after collection) at or below -20 degrees C. Min Vol: See Specimen Required | Plasma - Frozen (preferred) | Monday through Friday | 3 days | 10 | Fees for testing with Strategic Sourcing partners are negotiated through client contracts. Have client contact Mayo Business office if requesting fee for testing. | No
C2NAD | PrecivityAD, Plasma | 1002 |  | 0412U | C2N Diagnostics, Interface | Supplies: Screw cap micro tube, 2 mL, PCR Performance Tested, Low protein-binding (T983) Collection Container/Tube: 10 mL Purple top (K EDTA) Submission Container/Tube: 2-mL screw cap micro tubes Specimen Volume: 1.5 mL Collection Instructions: 1. Centrifuge within two hours of collection. 2. Aliquot plasma into a 2 mL micro tube. 3. Freeze plasma (no longer than 2 hours after collection) at -20 degrees C or below. Min Vol: 1 mL | Plasma - Frozen (preferred) | Monday through Friday | 3 days | 10 | Fees for testing with Strategic Sourcing partners are negotiated through client contracts. Have client contact Mayo Business office if requesting fee for testing. | No
F100B | S-100B Protein, Serum | 2001766 | 188 | 86316 | ARUP Laboratories, Interface | Draw blood in a plain, red-top tube(s). Serum gel tube is acceptable. Allow specimen to clot at room temperature. Spin down and send 2 mL of serum refrigerated in a plastic vial. Min Vol: 0.5 mL | Serum - Refrigerated (preferred) - 7 days Frozen - 90 days Ambient - 24 hours | Tuesday | 1 - 8 days | 18 |  | Yes
F11DX | 11-Desoxycortisol | 500171 | 213.5 | 82634 | Esoterix Endocrinology- Interface | Collection Container/Tube: Red-Top Submission Container/Tube: Plastic vial Specimen Volume: 1 mL Acceptable: SST Collection Instructions: Draw blood in a plain red-top tube(s), serum gel tube(s) is acceptable. Serum must be separated from cells within 45 minutes of venipuncture. Spin down and send 1 mL of serum frozen in a plastic vial. Min Vol: 0.2 mL (Note: Minimum volume does not allow for repeat analysis) | Serum - Frozen (preferred) Ambient - 72 hours Refrigerated - 72 hours | Monday, Wednesday, Saturday | 6-15 days | 15 |  | Yes
F5M | 5-Methyltetrahydrofolate | NC01 | 216 | 82542 | Medical Neurogenetics, LLC (MNG) | Medical Neurogenetics collection kit (T657) required. Each collection kit contains 5 microcentrifuge tubes. COLLECTION PROTOCOL: 1) CSF should be collected from the first drop into the tubes in the numbered order. Fill each tube to the marked line with the required volumes Tube 1: 0.5 mL Tube 2: 1.0 mL Tube 3: 1.0 mL (contains antioxidants necessary to protect the sample integrity) Tube 4: 1.0 mL Tube 5: 1.0 mL - If sample's not blood contaminated, the tubes should be placed on dry ice at bedside - If sample's are blood contaminated, the tubes should immediately be centrifuged (prior to freezing) and the clear CSF transferred to new similarly labeled tubes, then frozen - Store samples at -80 until they can be shipped 2) Complete Medical Neurogenetics, LLC request form. Include test required, sample date and date of birth. 3) Label tubes with patient name and ID number, leaving the tube number viewable. 4) Place samples inside a specimen transport bag and the Medical Neurogenetics, LLC request form inside the pouch of the transport bag. 5) Ship samples frozen on dry ice. | CSF - Frozen (preferred) | Monday through Friday; Varies | 10 - 14 days | 18 |  | Yes
F68KD | 68kD (hsp-70) antibodies by Line Blot | 340 | 200 | 84182 | IMMCO Diagnostics (Trinity Biotech) | Draw blood in a plain red-top tube(s), serum gel tube(s) is acceptable. Spin down and send 3 mL of serum frozen in a plastic vial. Min Vol: 2.0 mL | Serum - Frozen (preferred) - 365 days Ambient - 48 hours Refrigerated - 5 days | Twice per week | 3 - 7 days | 18 |  | Yes
FA13Q | Factor 13, Qualitative, with Reflex to Factor 13 1:1 Mix | 3016927 |  | 85291-Factor 13, Qualitative 85291-Factor 13, 1:1 Mix (if appropriate) | ARUP Laboratories, Interface | Specimen Type: Citrated plasma Collection Container/Tube: Light-blue top (3.2% sodium citrate) Specimen Volume: 2 mL Collection Instructions: Draw blood in a light blue-top (3.2% sodium citrate) tube(s). Spin down immediately and send 2 mL platelet poor citrated plasma frozen in a plastic vial. Note: Critical frozen. Separate specimens must be submitted when multiple tests are ordered. Min Vol: 1 mL | Plasma Na Cit - Frozen (preferred) - 14 days |  | 2-3 days | 5 | Screen fee: $95.00 If Factor 13 Qualitative has a result of Lysis, then Factor 13 1:1 Mix (FA13R) will be performed at an additional charge of $60.00. | Yes
FA1GP | Alpha-1-Acid Glycoprotein | 469X | 94.2 | 82985 | Quest Diagnostics Nichols Institute- Interface | Collection Container/Tube: Preferred: Red top Acceptable: Serum gel Submission Container/Tube: Plastic vial Specimen Volume: 1 mL Collection Instructions: Draw blood in a plain red-top tube(s), serum gel tube(s) is acceptable. Spin down and send 1 mL of serum refrigerated in a plastic vial. Note: Overnight fasting is preferred. Min Vol: 0.5 mL | Serum - Refrigerated (preferred) - 7 days Frozen - 90 days | Tuesday, Thursday, Saturday | 2 - 6 days | 12 |  | Yes
FABAA | Anti-bestrophin Autoantibodies | BEST | 130 | 84182 | Ocular Immunology Laboratory OHSU (Oregon Health Sciences University) | Submit only one of the following specimens: Serum: Draw blood in a plain, red-top tube(s), serum gel tube(s) is acceptable. Spin down and send 5 mL serum refrigerated in a plastic vial. Plasma: Draw blood in a lavender-top (EDTA) tube(s). Spin down and send 5 mL EDTA plasma refrigerated in a plastic vial. Complete and submit with specimen: 1. Completed OHSU Ocular request form 2. Clinical history 3. Referring physician information (name & phone number) NOTE: Without this information, testing cannot be completed. Min Vol: 3 mL | Varies - Refrigerated (preferred) - 7 days | Batched | 2-4 weeks | 35 |  | Yes
FABP2 | Allergic Bronchopulmonary Aspergillosis Panel II | 403016P | 101.41 | 86331 86001 86003 82785 | Eurofins Viracor, Interface | Specimen Type: Serum Container/Tube: Red or SST Specimen Volume: 1.5 mL Collection Instructions: Draw blood in a plain, red-top tube(s) or serum gel tube(s). Spin down and send 1.5 mL of serum refrigerate in a plastic vial. Min Vol: 1 mL | Serum - Refrigerated (preferred) - 28 days Frozen - 365 days Ambient - 7 days | Varies; Monday through Friday | 3 - 5 days | 9 |  | No
FACEC | Angiotensin Converting Enzyme, CSF | 0098974 | 80 | 82164 | ARUP Laboratories, Interface | Specimen Type: Spinal Fluid Sources: CSF Container/Tube: Sterile container Specimen Volume: 1 mL Collection Instructions: Collect 1 mL of spinal fluid (CSF). Ship frozen. Note: Gadolinium contrast agents have been reported to inhibit ACE activity. Therefore, CSF containing gadolinium-based contrast agents should not be submitted to the laboratory for evaluation. Min Vol: 0.5 mL | CSF - Frozen (preferred) - 180 days Refrigerated - 7 days | Monday, Wednesday, Friday | 1-5 days | 7 |  | Yes
FACES | Acetoacetate, Serum | 0060SP | 138 | 82010 | NMS Labs, Interface | ***Must submit one specimen per order. Specimens cannot be shared between multiple orders.*** Specimen Type: Serum Collection Container/Tube: Red Submission Container/Tube: Plastic vial Specimen Volume: 3 mL Collection Instructions: 1. Draw blood in a plain, red-top tube(s). Serum gel tube is not acceptable. 2. Centrifuge and send 3 mL of serum frozen in a plastic, preservative-free vial. Min Vol: 1.2 mL | Serum Red - Frozen (preferred) - 4 days Refrigerated - 4 days | Monday - Sunday | 7 days | 11 |  | Yes
FACN1 | Anti-cN-1A (NT5c1A) IBM | 520061 | 165 | 83516 | Esoterix Endocrinology- Interface | Collection Container/Tube: Preferred: Red top Acceptable: Serum gel Submission Container/Tube: Plastic vial Specimen Volume: 2 mL Serum Collection Instructions: 1. Within 1 hour of specimen collection, centrifuge and aliquot 2 mL of serum into a plastic vial. 2. Send refrigerated. Min Vol: Serum: 0.5 mL (volume does NOT allow for repeat testing) | Serum - Refrigerated (preferred) - 14 days Frozen - 60 days Ambient - 7 days | Varies; 1 to 2 days per week | 7-10 days | 14 |  | Yes
FACYS | Acyclovir, Plasma | 0158SP | 168 | 80299 | NMS Labs, Interface | ***Must submit one specimen per order. Specimens cannot be shared between multiple orders.*** Specimen Type: Plasma Collection Container/Tube: Lavender top or pink top (EDTA) Submission Container/Tube: Plastic vial Specimen Volume: 1 mL Collection Instructions: 1. Draw blood in an EDTA (lavender top or pink top) tube(s). Plasma gel tube is not acceptable. 2. Centrifuge and send 1 mL of plasma refrigerated in a preservative-free plastic vial. Min Vol: 0.5 mL | Plasma EDTA - Refrigerated (preferred) - 30 days Frozen - 120 days Ambient - 30 days | Monday - Sunday | 7 days | 11 |  | Yes
FADBC | Adenosine Deaminase, RBC | 0083001 | 145 | 84311 | ARUP Laboratories, Interface | Specimen Type: Whole Blood Container/Tube: Lavender top (EDTA) Specimen Volume: 1 mL Collection Instructions: Draw blood in a lavender-top (EDTA), or green-top (sodium or lithium heparin) tube(s). Send 1 mL EDTA or Sodium or Lithium heparin whole blood refrigerate. Min Vol: 0.5 mL | Whole Blood EDTA - Refrigerated (preferred) - 15 days Ambient - 15 days | Sunday, Tuesday, Thursday | 1 - 4 days | 7 |  | No
FADCF | Adenosine Deaminase in CSF | 3002982 | 120 | 84311 | ARUP Laboratories, Interface | Collect CSF in a leak-proof container. Centrifuge specimen at room temperature and send 0.5 mL frozen. Min Vol: 0.2 mL | CSF - Frozen (preferred) - 30 days Ambient - 24 hours Refrigerated - 7 days | Sunday, Tuesday, Thursday | 1-4 days | 8 |  | Yes
FADDP | Adenosine Deaminase, Pericardial Fluid | 3002984 | 100 | 84311 | ARUP Laboratories, Interface | Specimen Type: Pericardial Fluid Sources: Pericardial Fluid Container/Tube: Standard Transport Tube Specimen Volume: 0.5 mL Collection Instructions: Collect Pericardial Fluid in a leak-proof container. Centrifuge specimen at room temperature, transfer 0.5 mL pericardial fluid to plastic vial and freeze. Note: Specimen must remain frozen until received at performing lab. Min Vol: 0.2 mL | Body Fluid - Frozen (preferred) - 30 days Refrigerated - 7 days | Sunday, Tuesday, Thursday | 1-4 days | 8 |  | Yes
FADDS | Antidepressant Drug Screen, Qualitative | 80300 | 100 | 80333 80337 80369 | Medtox Laboratories, Inc. - Interface | Submit only 1 of the following: Plasma Draw blood in a green-top (sodium heparin) tube(s), plasma gel tube is not acceptable. Spin down and send 3 mL of plasma refrigerated in a plastic vial. Serum Draw blood in a plain red-top tube(s), serum gel tube is not acceptable. Spin down and send 3 mL of serum refrigerated in a plastic vial, Urine Collect 3 mL random urine and send refrigerated in a preservative free plastic urine container. Min Vol: 0.6 mL | Varies - Refrigerated (preferred) - 7 days Frozen - 180 days Ambient - 72 hours | Monday through Sunday | 3 days | 9 |  | Yes
FADFL | Adenosine Deaminase in Peritoneal Fluid | 3002980 | 120 | 84311 | ARUP Laboratories, Interface | Specimen Type: Peritoneal fluid (Ascites, Paracentesis) Container/Tube: Standard transport container Specimen volume: 0.5 mL Collection Instructions: Collect Peritoneal Fluid in a leak-proof container. Centrifuge specimen at room temperature, transfer 0.5 mL peritoneal fluid to plastic vial and Ship frozen. The specimen must remain frozen until received at the performing lab. Min Vol: 0.2 mL | Peritoneal - Frozen (preferred) - 30 days Refrigerated - 7 days | Sunday, Tuesday, Thursday | 1 - 4 days | 8 |  | Yes
FADPF | Adenosine Deaminase, Pleural Fluid | 3002978 | 125 | 84311 | ARUP Laboratories, Interface | Specimen Type: Pleural Fluid Sources: Pleural Fluid Container/Tube: Standard Transport Tube Specimen Volume: 0.5 mL Collection Instructions: Collect Pleural fluid in a leak proof container; centrifuge specimen at room temperature, transfer 0.5 mL to standard tube and freeze. Ship frozen. Note: Specimen must remain frozen until received at performing lab. Min Vol: 0.2 mL | Pleural Fluid - Frozen (preferred) - 30 days Refrigerated - 7 days | Sunday, Tuesday, Thursday | 1 - 4 days | 8 |  | Yes
FAEAB | Anti-Enterocyte Antibodies | FAEAB | 647.62 | 88346 88350 x 2 | Children's Hospital of Philadelphia | A completed Anti-Enterocyte Antibody (AEA) Clinical Form is required. Testing will not proceed without required form. Collection Container/Tube: Red top Submission Container/Tube: Plastic vial Specimen volume: 2 mL Serum Collection Instructions: 1. Centrifuge and aliquot 2 mL of serum into a plastic vial. 2. Send frozen. Min Vol: 1 mL | Serum Red - Frozen (preferred) | Batched weekly | 7 days | 11 |  | No
FAFE | Aspergillus flavus IgE | 191010E | 56.06 | 86003 | Eurofins Viracor, Interface | Collection Container/Tube: Preferred: Red top Acceptable: Serum gel Submission Container/Tube: Plastic vial Specimen Volume: 0.5 mL Serum Collection Instructions: 1. Centrifuge and aliquot 0.5 mL of serum into a plastic vial. 2. Send refrigerate. Min Vol: 0.5 mL | Serum - Refrigerated (preferred) - 28 days Frozen - 28 days Ambient - 28 days | Monday through Friday | 2 to 3 days | 7 |  | Yes
FAGES | Androstanediol Glucuronide (Endocrine Sciences) | 500881 | 147 | 82154 | Esoterix Endocrinology- Interface | Collection container/tube: 5 mL Red Submission Container/Tube: Plastic vial Specimen Volume: 1 mL Acceptable: SST Collection Instructions: Draw blood in a plain red-top tube(s), serum gel tube is acceptable. Spin down and send 1 mL of serum refrigerated in a plastic vial. Min Vol: 0.5 mL (Note: Minimum volume does not allow for repeat analysis) | Serum - Refrigerated (preferred) - 6 days Frozen Ambient - 6 days | Monday | 8-15 days | 19 |  | Yes
FALBU | Albuterol, Serum/Plasma | 0165SP | 289 | 80299 | NMS Labs | ***Must submit one specimen per order. Specimens cannot be shared between multiple orders.*** Submit only one of the following specimens: Serum Specimen Type: Serum Collection Container/Tube: Red top Submission Container/Tube: Plastic vial Specimen Volume: 3 mL Collection Instructions: 1. Draw blood in a plain, red-top tube(s). Serum gel tube is not acceptable. 2. Centrifuge and send 3 mL of serum refrigerated in a plastic, preservative-free vial. Note: Label specimen appropriately (serum). Plasma Specimen Type: Plasma Container/Tube: Lavender top or pink top (EDTA) Submission Container/Tube: Plastic vial Specimen Volume: 3 mL Collection Instructions: 1. Draw blood in an EDTA (lavender top or pink top) tube(s). Plasma gel tube is not acceptable. 2. Centrifuge and send 3 mL of EDTA plasma refrigerated in a plastic, preservative-free vial. Note: Label specimen appropriately (plasma). Min Vol: 1.2 mL | Varies - Refrigerated (preferred) - 30 days Frozen - 365 days Ambient - 30 days | Monday through Sunday | 7 days | 11 |  | Yes
FALFG | Almond Food IgG | 50120 | 49.8 | 86001 | Eurofins Viracor, Interface | Specimen Type: Serum Container/Tube: Red Top Specimen Volume: 0.5 mL Collection Instructions: Draw blood in a plain red-top tube(s), serum gel tube(s) is acceptable. Spin down and send 0.5 mL of serum refrigerated in a plastic vial. Min Vol: 0.5 mL | Serum - Refrigerated (preferred) - 28 days Frozen - 365 days Ambient - 7 days | Monday through Friday | 3 days | 7 |  | No
FALG | Alpha Lactalbumin IgG | 56720 | 49.8 | 86001 | Eurofins Viracor, Interface | Specimen Type: Serum Collection Container/Tube: Preferred: Red top Acceptable: Serum gel Submission Container/Tube: Plastic vial Specimen Volume: 0.5 mL Collection Instructions: Draw blood in a plain red-top tube(s), serum gel tube(s) is acceptable. Spin down and send 0.5 mL of serum refrigerated in a plastic vial. Min Vol: 0.5 mL | Serum - Refrigerated (preferred) - 28 days Frozen - 365 days Ambient - 7 days | Monday through Friday | 3 days | 7 |  | No
FALPX | Alprazolam (Xanax) | 8 | 73.48 | 80346 | Medtox Laboratories, Inc. - Interface | Submit only 1 of the following specimens: Serum Draw blood in a plain, red-top tube(s), serum gel tube is not acceptable. Spin down and send 2 mL of serum refrigerated in a plastic vial. Plasma Draw blood in a green-top sodium heparin tube(s), plasma gel tube is not acceptable. Spin down and send 2 mL of plasma refrigerated in a plastic vial. Min Vol: 1.0 mL | Varies - Refrigerated (preferred) - 14 days Frozen - 180 days Ambient - 72 hours | Monday through Sunday | 5 days | 9 |  | Yes
FAMAN | Amantadine, Serum or Plasma | 418 | 98.28 | 80299 | Medtox Laboratories, Inc. - Interface | Submit only 1 of the following specimens: Specimen Type: Serum Collection Container/Tube: Red top (serum gel/SST are not acceptable) Submission Container/Tube: Plastic vial Specimen Volume: 3 mL Serum Collection Instructions: 1. Centrifuge and aliquot 3 mL serum into a plastic vial. 2. Send refrigerate. Specimen Type: Plasma Collection Container/Tube: Green top (heparin) tube (plasma gel/PST are not acceptable) Submission Container/Tube: Plastic vial Specimen Volume: 3 mL Plasma Collection Instructions: 1. Centrifuge and aliquot 3 mL plasma into a plastic vial. 2. Send refrigerate. Additional Information: 1. Trough levels are the most reproducible. 2. If storing specimens for more than 3 days, refrigerate or frozen storage is optimal. Specimen Minimum Volume: Serum/Plasma: 0.6 mL | Varies - Refrigerated (preferred) - 21 days Frozen - 28 days Ambient - 21 days | Monday through Sunday | 5 days | 9 |  | Yes
FAMBS | Amphotericin B Susceptibility Testing | AMB | 100 | 87999 - Unlisted Microbiology Procedure (Refer to patient report to apply the appropriate CPT code in place of this unlisted CPT code based on specimen organism.) 87188 - mould-MIC microdilution or agar dilution (if appropriate) 87186 - yeast-MIC microdilution or agar dilution (if appropriate) | U.T. Health Science Ctr San Antonio | Container/Tube: Agar slant or other appropriate media Specimen volume: Organism in pure culture Complete and submit with specimen: 1. Fungus Testing Lab Request Form Collection Instructions: 1. Organism must be in pure culture, actively growing. 2. Place specimen in a large infectious container (T146) and label as etiologic agent/infectious substance. | Varies - Ambient (preferred) |  | 7 to 10 days | 21 |  | Yes
FAMBT | Amyloid Beta-Protein | AMYB | 285 | 83519 | Inter Science Institute | Collection Container/Tube: Lavender (EDTA) Submission Container/Tube: Plastic vial Specimen Volume: 3 mL Collection Instructions: 1. 3 mL of EDTA plasma should be collected and separated as soon as possible. 2. Freeze EDTA plasma immediately after separation. 3. Ship frozen Min Vol: 1 mL | Frozen 30 days | Monday, Thursday | 10 days | 19 |  | No
FAMCE | Cheese American IgE | 31310S | 44.36 | 86003 | Eurofins Viracor, Interface | Collection Container/Tube: Preferred: Red top Acceptable: Serum gel Submission Container/Tube: Plastic vial Specimen Volume: 0.5 mL Serum Collection Instructions: 1. Centrifuge and aliquot 0.5 mL of serum into a plastic vial. 2. Send refrigerate. Min Vol: 0.5 mL | Serum - Refrigerated (preferred) - 28 days Frozen - 28 days Ambient - 28 days | Monday through Friday | 2 to 3 days | 7 |  | Yes
FAMDA | Anti-MDA-5 Ab (CADM-140) | 520002 | 110 | 83520 | Esoterix Endocrinology- Interface | Collection Container/Tube: Red Submission Container/Tube: Plastic vial Specimen Volume: 1 mL Acceptable: SST Collection Instructions: Draw blood in a plain red-top tube(s), serum gel tube is acceptable. Spin down and send 1 mL of serum refrigerated in a plastic vial. Min Vol: 0.3 mL (volume does NOT allow for repeat testing) | Serum - Refrigerated (preferred) - 14 days Frozen - 60 days Ambient - 7 days | Monday through Friday, Sunday | 7-10 days | 14 |  | Yes
FANG1 | Angiotensin I, Plasma | ANG1 | 180 | 83520 | Inter Science Institute | Patient preparation: Patient should be on a normal sodium diet, 110 mEq of sodium. Patient should be in a recumbent posture for at least 30 minutes prior to collection of specimen. Diuretics, mineralocorticoids, glucocorticoids, estrogens, oral contraceptives, and ACTH medications and sodium, potassium, and posture all affect Angiotensin levels. Specimen Type: Plasma Collection Container/Tube: EDTA Submission Container/Tube: Plastic vial Specimen Volume: 3 mL Collection Instructions: 1. Draw blood in a lavender-top (EDTA) tube(s) 2. Centrifuge and aliquot 3 mL of plasma into a plastic vial. 3. Send frozen. Specimen Minimum Volume 1 mL | Plasma EDTA: Frozen 30 days | Monday through Friday | 10 days | 14 |  | No
FANSE | Annatto Seed (Bixa orellana) IgE | 35010E | 56.06 | 86003 | Eurofins Viracor, Interface | Specimen Required/Min Volume Collection Container/Tube: Preferred: Serum gel Acceptable: Red top Submission Container/Tube: Plastic vial Specimen Volume: 0.5 mL Serum Collection Instructions: 1. Centrifuge and aliquot 0.5 mL of serum into a plastic vial. 2. Send refrigerate. Min Volume: See Specimen Volume | Serum - Refrigerated (preferred) - 28 days Frozen - 28 days Ambient - 28 days | Monday through Friday | 2 to 3 days | 7 |  | Yes
FANTI | Anti-IgE | 2105 | 119.5 | 83516 | Eurofins Viracor, Interface | Specimen Type: Serum Container/Tube: Red Top Specimen Volume: 1.0 mL Collection Instructions: Draw blood in a plain red-top tube(s), serum gel tube(s) is acceptable. Spin down and send 1.0 mL of serum ambient in a plastic vial. Min Vol: 0.5 mL | Serum - Ambient (preferred) - 7 days Refrigerated - 7 days Frozen - 28 days | Set up Wednesday, Report Thursday | 5 - 7 days | 11 |  | Yes
FAPIX | Apixaban, Plasma | 0448SP | 223 | 80299 | NMS Labs, Interface | ***Must submit one specimen per order. Specimens cannot be shared between multiple orders.*** Specimen Type: Plasma Collection Container/Tube: Lavender top or pink top (EDTA) Submission Container/Tube: Plastic vial Specimen Volume: 2 mL Collection Instructions: 1. Draw blood in an EDTA (lavender top or pink top) tube(s). Plasma gel tube is not acceptable. 2. Centrifuge and send 2 mL of plasma refrigerated in a preservative-free plastic vial. Min Vol: 0.7 mL | Plasma EDTA - Refrigerated (preferred) - 29 days Frozen Ambient - 29 days | Monday - Sunday | 7 days | 11 |  | Yes
FAPLG | Apple IgG | 50220 | 49.8 | 86001 | Eurofins Viracor, Interface | Specimen Type: Serum Container/Tube: Red Top Specimen Volume: 0.5 mL Collection Instructions: Draw blood in a plain red-top tube(s), serum gel tube(s) is acceptable. Spin down and send 0.5 mL of serum refrigerated in a plastic vial. Min Vol: 0.5 mL | Serum - Refrigerated (preferred) - 28 days Frozen - 365 days Ambient - 7 days | Monday through Friday | 3 days | 7 |  | No
FAPMA | Anti-PM/Scl-100 Ab | 520007 | 90 | 86235 | Esoterix Endocrinology- Interface | Collection Container/Tube: Red top or serum gel Submission Container/Tube: Plastic vial Specimen Volume: 1 mL Serum Collection Instructions: 1. Within 1 hour of collection, centrifuge and aliquot 1 mL of serum into a plastic vial. 2. Send refrigerated. Min Vol: 0.3 mL (volume does NOT allow for repeat testing) | Serum - Refrigerated (preferred) - 14 days Frozen - 60 days Ambient - 7 days | Monday through Friday | 5 to 7 days | 11 |  | Yes
FARI | Aripiprazole Serum or Plasma | 771 | 79.82 | 80299 | Medtox Laboratories, Inc. - Interface | Submit only 1 of the following specimens: Plasma Draw blood in a green-top (sodium heparin) tube(s), plasma gel tube is not acceptable. Spin down and send 2 mL sodium heparin plasma refrigerated in a plastic vial. Serum Draw blood in a plain, red-top tube(s), serum gel tube is not acceptable. Spin down and send 2 mL of serum refrigerated in a plastic vial. Min Vol: 0.5 mL | Varies - Refrigerated (preferred) - 7 days Frozen - 25 days Ambient - 72 hours | Monday through Sunday | 5 days | 9 |  | Yes
FARP | Autoimmune Retinopathy Panel by Immunoblot (ARP) | ARP | 772 | 84182 x 8 | Ocular Immunology Laboratory OHSU (Oregon Health Sciences University) | Submit only one of the following specimens: Serum: Draw blood in a plain, red-top tube(s), serum gel tube(s) is acceptable. Spin down and send 5 mL serum refrigerated in a plastic vial. Plasma: Draw blood in a lavender-top (EDTA) tube(s). Spin down and send 5 mL EDTA plasma refrigerated in a plastic vial. Complete and submit with specimen: 1. Completed OHSU Ocular request form 2. Clinical history 3. Referring physician information (name & phone number) -NOTE: Without this information, testing cannot be completed. Min Vol: 3 mL | Varies - Refrigerated (preferred) - 7 days | Batched | 2 - 4 weeks | 35 |  | No
FART | Artichoke (Cynara scolymus) IgE | 30610S | 44.36 | 86003 | Eurofins Viracor, Interface | Collection Container/Tube: Preferred: Red top Acceptable: Serum gel Submission Container/Tube: Plastic vial Specimen Volume: 0.5 mL Serum Collection Instructions: 1. Centrifuge and aliquot 0.5 mL of serum into a plastic vial. 2. Send refrigerate. Min Vol: 0.5 mL | Serum - Refrigerated (preferred) - 28 days/ Frozen - 28 days/ Ambient - 28 days | Monday through Friday | 2 to 3 days | 7 |  | Yes
FARWB | Anti-retinal autoantibodies follow up, WB | ARW | 719 | 84182 | Ocular Immunology Laboratory OHSU (Oregon Health Sciences University) | Note: This test should only be ordered as follow up to previous Anti-retinal autoantibodies performed at Oregon Health Sciences University (OHSU) Ocular Immunology Laboratory. Submit only one of the following specimens: Serum: Draw blood in a plain, red-top tube(s), serum gel tube(s) is acceptable. Spin down and send 5 mL serum refrigerated in a plastic vial. Plasma: Draw blood in a lavender-top (EDTA) tube(s). Spin down and send 5 mL EDTA plasma refrigerated in a plastic vial. Complete and submit with specimen: 1. Completed OHSU Ocular request form 2. Clinical history 3. Referring physician information (name & phone number) -NOTE: Without this information, testing cannot be completed. Min Vol: 3 mL | Varies - Refrigerated (preferred) - 7 days | Batched | 2 - 4 weeks | 35 |  | Yes
FAS1A | Anti-SAE1 Ab, IgG | 520011 | 90 | 83516 | Esoterix Endocrinology- Interface | Collection Container/Tube: Serum gel or red top Submission Container/Tube: Plastic vial Specimen Volume: 1 mL Serum Collection Instructions: 1. Within 1 hour of collection, centrifuge and aliquot 1 mL of serum into a plastic vial. 2. Send refrigerated. Min Vol: 0.5 mL (volume does NOT allow for repeat testing) | Serum - Refrigerated (preferred) - 14 days Frozen - 60 days Ambient - 7 days | Monday through Friday | 7 to 10 days | 14 |  | Yes
FASAB | Aspergillus Antibodies, Quantitative, DID | 164285 | 110 | 86606 x 3 | LabCorp Burlington- Interface | Patient Preparation: Patient should be fasting for eight hours to avoid lipemic sample interference. Specimen Type: Serum Container/Tube: Red top or SST Specimen Volume: 1 mL Collection Instructions: Draw blood in a plain red-top tube, serum gel tube(s) is also acceptable. Separate serum immediately after coagulation (30 minutes) to prevent hemolysis. Send 1 mL of serum frozen in a plastic vial. Min Vol: 0.5 mL | Serum - Frozen (preferred) - 14 days Refrigerated - 14 days Ambient - 14 days | Monday through Friday | 2-5 days | 9 |  | Yes
FASPE | Aspen (Populus tremuloides) IgE | 64610S | 44.36 | 86003 | Eurofins Viracor, Interface | Collection Container/Tube: Preferred: Red top Acceptable: Serum gel Submission Container/Tube: Plastic vial Specimen Volume: 0.5 mL Serum Collection Instructions: 1. Centrifuge and aliquot 0.5 mL of serum into a plastic vial. 2. Send refrigerate. Min Vol: 0.5 mL | Serum - Refrigerated (preferred) - 28 days Frozen - 28 days Ambient - 28 days | Monday through Friday | 2 to 3 days | 7 |  | Yes
FASPG | Aspergillus IgG Precipitins Panel | 402811P | 93.5 | 86331 x 6 | Eurofins Viracor, Interface | Collection Container/Tube: Preferred: Red top Acceptable: Serum gel Submission Container/Tube: Plastic vial Specimen Volume: 1 mL Serum Collection Instructions: 1. Centrifuge and aliquot 1 mL of serum into a plastic vial. 2. Send refrigerate. Min Volume: 0.5 mL | Serum - Refrigerated (preferred) - 28 days Frozen - 28 days Ambient - 28 days | Monday through Friday | 5 to 7 days | 11 |  | Yes
FASQN | Antidepressant Drug Screen, Ur, Quantitative | 885300 | 142.8 | 80333 80337 80369 | Medtox Laboratories, Inc. - Interface | Collect 3 mL random urine without preservatives. Ship refrigerated in a plastic container. Min Vol: 0.6 mL | Urine - Refrigerated (preferred) - 14 days Frozen - 30 days Ambient - 72 hours | Monday through Sunday | 3 days | 9 |  | Yes
FAT1G | Anti-TIF-1gamma Antibody | 520017 | 110 | 86235 | Esoterix Endocrinology- Interface | Collection Container/Tube: Red Submission Container/Tube: Plastic vial Specimen Volume: 1 mL Acceptable: SST Collection Instructions: Draw blood in a plain red-top tube(s), serum gel tube is acceptable. Spin down and send 1 mL of serum refrigerated in a plastic vial. Min Vol: 0.3 mL (volume does NOT allow for repeat testing) | Serum - Refrigerated (preferred) - 14 days Frozen - 60 days Ambient - 7 days | Monday through Friday | 7-10 days | 14 |  | Yes
FATCX | Thrombin-Antithrombin Complex | 015045 | 195.7 | 83520 | LabCorp Burlington- Interface | Collection Container/Tube: Blue top (3.2% buffered sodium citrate) Submission Container/Tube: Plastic vial Specimen Volume: 2 mL Plasma Collection Instructions: 1. Do not draw from an arm with a heparin lock or heparinized catheter. 2. Draw blood in a blue-top tube containing 3.2% buffered sodium citrate. 3. Mix immediately by gently inverting at least 6 times. 4. Centrifuge, aliquot plasma into a plastic vial, being careful not to disturb the cells, and freeze immediately. 5. Send frozen. Note: Critical frozen. Separate specimens must be submitted when multiple tests are ordered. Specimen Minimum Volume: Plasma: 1 mL | Plasma Na Cit: Frozen 28 days | Once a week | 3 to 9 days | 13 |  | Yes
FATHO | Anti-Th/To Ab | 520016 | 84.5 | 83516 | Esoterix Endocrinology- Interface | Collection Container/Tube: Red Submission Container/Tube: Plastic vial Specimen Volume: 1 mL Acceptable: 5 mL SST Collection Instructions: Draw blood in a plain red-top tube(s), serum gel tube is acceptable. Spin down and send 1 mL of serum refrigerated in a plastic vial. Min Vol: 0.3 mL (volume does NOT allow for repeat testing) | Serum - Refrigerated (preferred) - 14 days Frozen - 60 days Ambient - 7 days | Performed Weekly; Varies | 14-21 days | 25 |  | Yes
FAU3R | Anti-U3 RNP Antibodies (Fibrillarin) | 520019 | 79 | 86235 | Esoterix Endocrinology- Interface | Collection Container/Tube: 5 mL Red Submission Container/Tube: Plastic vial Specimen Volume: 1 mL Acceptable: SST Collection Instructions: Draw blood in a plain red-top tube(s), serum gel tube is acceptable. Spin down and send 1 mL of serum refrigerated in a plastic vial. Min Vol: 0.3 mL (volume does NOT allow for repeat testing) | Serum - Refrigerated (preferred) - 14 days Frozen - 60 days Ambient - 7 days | Monday through Friday | 14-21 days | 25 |  | Yes
FAVCG | Avocado IgG | 55620 | 49.8 | 86001 | Eurofins Viracor, Interface | Specimen Type: Serum Container/Tube: Red Top Specimen Volume: 0.5 mL Collection Instructions: Draw blood in a plain red-top tube(s), serum gel tube(s) is acceptable. Spin down and send 0.5 mL of serum refrigerated in a plastic vial. Min Vol: 0.5 mL | Serum - Refrigerated (preferred) - 28 days Frozen - 365 days Ambient - 7 days | Monday through Friday | 3 days | 7 |  | No
FAVI | Hypersensitivity Pneumonitis Avian Panel | HPAVI | 453 | 86331x5 | Medical College of WI-Allergy-Immunology Diag Lab | Collection Container/Tube: Red Top or SST Submission Container/Tube: Plastic vial Specimen Volume: 3 mL Collection Instructions: 1. Draw blood in a Red-top tube(s). Serum-gel tube(s) is also acceptable. 2. Centrifuge and send 3 mL of serum refrigerated. Min Vol: 1 mL | Serum - Refrigerated (preferred) - 30 days Frozen - 365 days | Monday through Friday; Varies | 10-14 days | 20 |  | No
FAZAT | Azathioprine (Imuran) as 6-Mercaptopurine | 402 | 117.11 | 80299 | Medtox Laboratories, Inc. - Interface | Submit only 1 of the following specimens: Plasma Draw blood in a green-top (sodium heparin) tube(s), plasma gel tube is not acceptable. Spin down and send 2 mL of sodium heparin plasma refrigerated in a plastic vial. Serum Draw blood in a plain, red-top tube(s), serum gel tube is not acceptable. Spin down and send 2 mL of serum refrigerated in a plastic vial. Min Vol: 0.3 mL | Varies - Refrigerated (preferred) - 14 days Frozen - 180 days Ambient - 72 hours | Monday through Sunday | 5 days | 9 |  | Yes
FBAC | Bile Acids, Urine | 9001004 | 1214 | 83789 | Children's Hospital Medical Center - Setchell | Collection Container: Plastic urine container Specimen Volume: 5-25 mL Collection Instructions: 1. Collect 5-25 mL random urine without preservative. 2. Ship frozen in a plastic container. NOTE: Submit with specimen: 1. Clinical history/Preliminary diagnosis -Because URSO can mask detection of bile acid synthetic defects it is preferable for patients to be off Urso or Actigall for 5 days before sample collection. -If possible, send Urine & Serum (ZW166 - Bile Acids Serum, referral lab code 9001004). Urine is analyzed for all patients - if Urine shows evidence of a metabolic abnormality, Serum will be tested. Urine and serum must be ordered separately as they are 2 separate tests with separate charges. Min Vol: 1 mL | Urine - Frozen (preferred) Ambient - 48 hours Refrigerated - 48 hours | Weekly Friday | 7-10 days | 30 |  | Yes
FBACS | Baclofen, Serum | 2111SP | 174 | 80369 | NMS Labs, Interface | ***Must submit one specimen per order. Specimens cannot be shared between multiple orders.*** Specimen Type: Serum Collection Container/Tube: Red Submission Container/Tube: Plastic vial Specimen Volume: 1 mL Collection Instructions: Draw blood in a plain, red-top tube(s). (Serum gel tube is not acceptable.) Spin down and send 1 mL of serum refrigerate in a preservative-free plastic vial. Min Vol: 0.4 mL | Serum Red - Refrigerated (preferred) - 14 days Frozen - 120 days Ambient - 14 days | Monday - Sunday | 3-7 days | 11 |  | Yes
FBANG | Banana IgG | 50320 | 49.8 | 86001 | Eurofins Viracor, Interface | Specimen Type: Serum Container/Tube: Red Top Specimen Volume: 0.5 mL Collection Instructions: Draw blood in a plain red-top tube(s), serum gel tube(s) is acceptable. Spin down and send 0.5 mL of serum refrigerated in a plastic vial. Min Vol: 0.5 mL | Serum - Refrigerated (preferred) - 28 days Frozen - 365 days Ambient - 7 days | Monday through Friday | 3 days | 7 |  | No
FBARG | Barley IgG | 50420 | 49.8 | 86001 | Eurofins Viracor, Interface | Specimen Type: Serum Container/Tube: Red Top Specimen Volume: 0.5 mL Collection Instructions: Draw blood in a plain red-top tube(s), serum gel tube(s) is acceptable. Spin down and send 0.5 mL of serum refrigerated in a plastic vial. Min Vol: 0.5 mL | Serum - Refrigerated (preferred) - 28 days Frozen - 365 days Ambient - 7 days | Monday through Friday | 3 days | 7 |  | No
FBARS | Barium, Serum | 60653 | 99.21 | 83018 | Medtox Laboratories, Inc. - Interface | Submit only 1 of the following specimens: Plasma Draw blood in a EDTA metal-free royal blue-top tube(s), plasma gel tube is not acceptable. Spin down and send 2 mL metal-free EDTA plasma refrigerated in a plastic vial. Serum Draw blood in a metal-free royal blue-top tube(s), serum gel tube is not acceptable. Spin down and send 2 mL metal-free serum refrigerated in a plastic vial. Min Vol: 0.25 mL | Varies - Refrigerated (preferred) - 14 days Frozen - 180 days Ambient - 72 hours | Monday through Sunday | 3 days | 7 |  | Yes
FBART | Bartonella Antibody Panel, IFA CSF | 6020 | 143.62 | 86611 x 4 | Quest Diagnostics (IFD) | Specimen Type: Spinal Fluid Sources: CSF Container/Tube: Sterile container Specimen Volume: 1 mL Collection Instructions: Collect 1 mL of spinal fluid (CSF). Ship refrigerate Min Vol: 0.15 mL | CSF - Refrigerated (preferred) - 14 days Frozen - 30 days Ambient - 7 days | Monday through Saturday | 1 - 3 days | 7 |  | Yes
FBBLE | Bass Black (Sea Bass) (Centropristis striata) IgE | 43310S | 44.36 | 86003 | Eurofins Viracor, Interface | Collection Container/Tube: Preferred: Red top Acceptable: Serum gel Submission Container/Tube: Plastic vial Specimen Volume: 0.5 mL Serum Collection Instructions: 1. Centrifuge and aliquot 0.5 mL of serum into a plastic vial. 2. Send refrigerate. Min Volume: 0.5 mL | Serum - Refrigerated (preferred) - 28 days Frozen - 28 days Ambient - 28 days | Monday through Friday | 2 to 3 days | 7 |  | Yes
FBEBE | Bean Black (Phaseolus spp) IgE | 34410E | 56.06 | 86003 | Eurofins Viracor, Interface | Collection Container/Tube: Preferred: Red top Acceptable: Serum gel Submission Container/Tube: Plastic vial Specimen Volume: 0.5 mL Serum Collection Instructions: 1. Centrifuge and aliquot 0.5 mL of serum into a plastic vial. 2. Send refrigerate. Min Vol: 0.5 mL | Serum - Refrigerated (preferred) - 28 days Frozen - 28 days Ambient - 28 days | Monday through Friday | 2 to 3 days | 7 |  | Yes
FBEFG | Beef IgG | 50520 | 49.8 | 86001 | Eurofins Viracor, Interface | Specimen Type: Serum Container/Tube: Red Top Specimen Volume: 0.5 mL Collection Instructions: Draw blood in a plain red-top tube(s), serum gel tube(s) is acceptable. Spin down and send 0.5 mL of serum refrigerated in a plastic vial. Min Vol: 0.5 mL | Serum - Refrigerated (preferred) - 28 days Frozen - 365 days Ambient - 7 days | Monday through Friday | 3 days | 7 |  | No
FBEN | Benzene, Occupational Exposure, Blood | 70245 | 63.81 | 84600 | Medtox Laboratories, Inc. - Interface | Draw blood in a green-top (sodium heparin) tube(s) and send 20 mL in two tubes of sodium heparin whole blood refrigerated. Blood should be drawn at end of shift. Tubes should be filled to prevent loss of volatile compound into headspace. Min Vol: 2.5 mL (in two tubes) | WB Sodium Heparin - Refrigerated (preferred) - 14 days Frozen - 365 days | Monday through Sunday | 7 days | 11 |  | Yes
FBENZ | Benztropine (Cogentin), Serum | 894 | 65.46 | 80299 | Medtox Laboratories, Inc. - Interface | Submit only 1 of the following specimens: Plasma Draw blood in a green-top (sodium heparin) tube(s), plasma gel tube is not acceptable. Spin down and send 2 mL sodium heparin plasma refrigerated in a plastic vial. Serum Draw blood in a plain red-top tube(s), serum gel tube is not acceptable. Spin down and send 2 mL of serum refrigerated in a plastic vial. Min Vol: 0.3 mL | Varies - Refrigerated (preferred) - 14 days Frozen - 180 days Ambient - 72 hours | Monday through Sunday | 3 days | 7 |  | Yes
FBEP | Pea Black-Eyed/Cow Pea (Vigna sinensis) IgE | 41410S | 44.36 | 86003 | Eurofins Viracor, Interface | Collection Container/Tube: Preferred: Red top Acceptable: Serum gel Submission Container/Tube: Plastic vial Specimen Volume: 0.5 mL Serum Collection Instructions: 1. Centrifuge and aliquot 0.5 mL of serum into a plastic vial. 2. Send refrigerate. Min Vol: 0.5 mL | Serum - Refrigerated (preferred) - 28 days Frozen - 28 days Ambient - 28 days | Monday through Friday | 2 to 3 days | 7 |  | Yes
FBERY | Beryllium, Blood | 60657 | 89.33 | 83018 | Medtox Laboratories, Inc. - Interface | Draw blood in a metal free, royal blue-top with EDTA tube(s). Send 2 mL of EDTA whole blood refrigerated. Min Vol: 0.3 mL | Whole Blood EDTA - Metal Free (ERB) - Refrigerated (preferred) - 14 days Frozen - 180 days Ambient - 72 hours | Monday through Sunday | 3 days | 7 |  | Yes
FBGSG | Bean Green/String IgG | 51420 | 49.8 | 86001 | Eurofins Viracor, Interface | Specimen Type: Serum Container/Tube: Red Top Specimen Volume: 0.5 mL Collection Instructions: Draw blood in a plain red-top tube(s), serum gel tube(s) is acceptable. Spin down and send 0.5 mL of serum refrigerated in a plastic vial. Min Vol: 0.5 mL | Serum - Refrigerated (preferred) - 28 days Frozen - 365 days Ambient - 7 days | Monday through Friday | 3 days | 7 |  | No
FBIOT | Vitamin B7, H (Biotin) | FBIOT | 110 | 84591 | BioAgilytix Diagnostics | Specimen Type: Serum Collection Container/Tube: Red Top or SST Submission Container/Tube: Plastic vial Specimen Volume: 2 mL Collection Instructions: 1. Draw blood in a plain red-top tube(s) or serum gel tube(s). 2. Centrifuge and send 2 mL serum frozen in amber vial (T915) to protect from light. Min Vol: 1 mL | Serum - Frozen (preferred) - 14 days Refrigerated - 7 days | Monday | 2-4 days | 12 |  | Yes
FBIUR | Bicarbonate, Urine | 0645U | 86 | 82374 | NMS Labs, Interface | ***Must submit one specimen per order. Specimens cannot be shared between multiple orders.*** Specimen Type: Urine Container/Tube: Plastic preservative-free urine container Specimen Volume: 1 mL Collection Instructions: Send 1 mL from a random urine collection. Send specimen refrigerated in a preservative free plastic urine container. Min Vol: 0.3 mL | Urine - Refrigerated (preferred) - 30 days Frozen - 30 days Ambient - 48 hours | Monday - Sunday | 3-7 days | 11 |  | Yes
FBKG | Bean Kidney IgG | 57820 | 49.8 | 86001 | Eurofins Viracor, Interface | Specimen Type: Serum Container/Tube: Red Top Specimen Volume: 0.5 mL Collection Instructions: Draw blood in a plain red-top tube(s), serum gel tube(s) is acceptable. Spin down and send 0.5 mL of serum refrigerated in a plastic vial. Min Vol: 0.5 mL | Serum - Refrigerated (preferred) - 28 days Frozen - 365 days Ambient - 7 days | Monday through Friday | 3 days | 7 |  | No
FBLGG | Beta Lactoglobulin IgG | 56820 | 49.8 | 86001 | Eurofins Viracor, Interface | Specimen Type: Serum Container/Tube: Red Top Specimen Volume: 0.5 mL Collection Instructions: Draw blood in a plain red-top tube(s), serum gel tube(s) is acceptable. Spin down and send 0.5 mL of serum refrigerated in a plastic vial. Min Vol: 0.5 mL | Serum - Refrigerated (preferred) - 28 days Frozen - 365 days Ambient - 7 days | Monday through Friday | 3 days | 7 |  | No
FBLME | Bean Lima (Phaseolus limensis) IgE | 43510E | 56.06 | 86003 | Eurofins Viracor, Interface | Collection Container/Tube: Preferred: Red top Acceptable: Serum gel Submission Container/Tube: Plastic vial Specimen Volume: 0.5 mL Serum Collection Instructions: 1. Centrifuge and aliquot 0.5 mL of serum into a plastic vial. 2. Send refrigerate. Min Vol: 0.5 mL | Serum - Refrigerated (preferred) - 28 days Frozen - 28 days Ambient - 28 days | Monday through Friday | 1 to 2 days | 6 |  | Yes
FBLUG | Blueberry IgG | 48320 | 49.8 | 86001 | Eurofins Viracor, Interface | Specimen Type: Serum Container/Tube: Red or SST Specimen Volume: 0.5 mL Collection Instructions: Draw blood in a plain, red-top tube(s) or serum gel tube(s). Spin down and send 0.5 mL of serum refrigerate in a plastic vial. Min Vol: 0.5 mL | Serum - Refrigerated (preferred) - 28 days Frozen - 365 days Ambient - 7 days | Monday through Friday | 3 days | 7 |  | No
FBMO | MVista Blastomyces Quantitative Antigen, Fluid | 316 | 131.1 | 87449 | MiraVista Diagnostics | Submit only one of the following: Specimen Type: CSF or Bronchoalveolar Fluid Container/Tube: Sterile leak-proof container Specimen Volume: 2 mL Collection Instructions: CSF: Collect 2 mL of spinal fluid (CSF) in sterile leak-proof container. Send refrigerated in a plastic screw cap vial. Bronchoalveolar Lavage: Collect 2 mL in sterile leak-proof container. Send refrigerated in a plastic screw cap vial. NOTE: 1. Specimen type is required. 2. Separate order required for each specimen. 3. Sputolysin, sodium hydroxide, and potassium hydroxide treatment degrade the analyte detected in the assay. Min Vol: CSF: 0.8 mL; BAL: 0.5 mL | Varies - Refrigerated (preferred) - 14 days Frozen Ambient - 14 days | Monday through Saturday | 1 day | 5 |  | No
FBNC1 | Brazil Nut Component rBer e 1 | 30289 | 91 | 86008 | Eurofins Viracor, Interface | Specimen Type: Serum Container/Tube: Red or SST Specimen Volume: 0.5 mL Collection Instructions: Draw blood in a plain red-top tube(s), serum gel tube is acceptable. Spin down and send 0.5 mL of serum refrigerated in a plastic vial. Min Vol: 0.5 mL | Serum - Refrigerated (preferred) - 28 days Frozen - 365 days Ambient - 28 days | Monday through Friday | 1-2 days | 6 |  | Yes
FBNWG | Bean Navy/White IgG | 44220 | 49.8 | 86001 | Eurofins Viracor, Interface | Specimen Type: Serum Container/Tube: Red Top Specimen Volume: 0.5 mL Collection Instructions: Draw blood in a plain red-top tube(s), serum gel tube(s) is acceptable. Spin down and send 0.5 mL of serum refrigerated in a plastic vial. Min Vol: 0.5 mL | Serum - Refrigerated (preferred) - 28 days Frozen - 365 days Ambient - 7 days | Monday through Friday | 3 days | 7 |  | No
FBROM | Bromine - Total, Blood | 0720B | 241 | 82542 | NMS Labs, Interface | Specimen Type: Blood Collection Container/Tube: Royal Blue top tube (Trace metal-free; EDTA) Specimen Volume: 2 mL Collection Instructions: Draw blood in a royal blue top (trace metal-free; EDTA) tube(s). Send 2 mL refrigerated. NOTE: Avoid exposure to gadolinium or iodine based contrast media for 96 hours prior to sample collection. Do not use disinfectants containing iodine, such as Betadine, during venipuncture. Min vol: 0.7 mL | Whole Blood EDTA - Metal Free (ERB) Refrigerated (preferred) 30 days Ambient 30 days Frozen 365 days | Monday - Sunday | 7 days | 11 |  | Yes
FBSLG | Basil IgG | 41920 | 49.8 | 86001 | Eurofins Viracor, Interface | Specimen Type: Serum Container/Tube: Red Top Specimen Volume: 0.5 mL Collection Instructions: Draw blood in a plain red-top tube(s), serum gel tube(s) is acceptable. Spin down and send 0.5 mL of serum refrigerated in a plastic vial. Min Vol: 0.5 mL | Serum - Refrigerated (preferred) - 28 days Frozen - 365 days Ambient - 7 days | Monday through Friday | 3 days | 7 |  | No
FBTRG | Beet Root IgG | 57420 | 49.8 | 86001 | Eurofins Viracor, Interface | Specimen Type: Serum Container/Tube: Red Top Specimen Volume: 0.5 mL Collection Instructions: Draw blood in a plain red-top tube(s), serum gel tube(s) is acceptable. Spin down and send 0.5 mL of serum refrigerated in a plastic vial. Min Vol: 0.5 mL | Serum - Refrigerated (preferred) - 28 days Frozen - 365 days Ambient - 7 days | Monday through Friday | 3 days | 7 |  | No
FBUMT | Bupropion and Metabolite, Serum | 0803SP | 146 | 80338 | NMS Labs, Interface | ***Must submit one specimen per order. Specimens cannot be shared between multiple orders.*** Specimen Type: Serum Collection Container/Tube: Red-top Submission Container/Tube: Plastic vial Specimen volume: 1 mL Collection Instructions: 1. Draw blood in a plain red-top tube(s), serum gel tube is not acceptable. 2. Centrifuge and send 1 mL of serum frozen in a plastic vial. Min Vol: 0.5 mL | Serum Red - Frozen (preferred) - 30 days | Monday through Sunday | 4 days | 10 |  | Yes
FBUS | Buspirone (Buspar) | 415 | 98.28 | 80299 | Medtox Laboratories, Inc. - Interface | Submit only 1 of the following specimens: Plasma Draw blood in a green-top (sodium heparin) tube(s), plasma gel tube is not acceptable. Spin down and send 3 mL sodium heparin plasma refrigerated in a plastic vial. Serum Draw blood in a plain red-top tube(s), serum gel tube is not acceptable. Spin down and send 3 mL of serum refrigerated in a plastic vial. Min Vol: 0.6 mL | Varies - Refrigerated (preferred) - 14 days Frozen - 180 days Ambient - 72 hours | Monday through Sunday | 5 days | 9 |  | Yes
FBWME | Bayberry/Wax Myrtle (Myrica spp) IgE | 67510S | 44.36 | 86003 | Eurofins Viracor, Interface | Collection Container/Tube: Preferred: Red top Acceptable: Serum gel Submission Container/Tube: Plastic vial Specimen Volume: 0.5 mL Serum Collection Instructions: 1. Centrifuge and aliquot 0.5 mL of serum into a plastic vial. 2. Send refrigerate. Min Vol: 0.5 mL | Serum - Refrigerated (preferred) - 28 days Frozen - 28 days Ambient - 28 days | Monday through Friday | 1 to 2 days | 6 |  | Yes
FC3AR | C3a Level By RIA | C3AR | 176.9 | 86160 | National Jewish Health- Interface | Container/Tube: Lavender top (K2 EDTA) (Plasma gel tube/PST are not acceptable) Submission Container/Tube: Plastic vial Specimen Volume: 1.5 mL Plasma Collection Instructions: 1. Mix well. 2. Within 30 minutes of collection, centrifuge at 1600 (+/-200) x g (rcf) at 4 degrees C for 15 minutes. 3. Aliquot 1.5 mL of plasma into a plastic vial. 4. Freeze immediately at -20 degrees C for up to 2 weeks. 5. Send frozen. Min Vol: 0.5 mL | Plasma EDTA - Frozen (preferred) - 14 days | 1st and 3rd Thursday of month | 21 days | 44 |  | Yes
FC4AL | C4 Level by RIA | C4AR | 149.4 | 86160 | National Jewish Health- Interface | Supplies: Sarstedt Aliquot Tube, 5 mL (T914) Container/Tube: Lavender top (plasma gel tubes are not acceptable) Submission Container/Tube: Plastic vial Specimen Volume: 1.5 mL plasma Collection Instructions: 1. Mix well. 2. Within 30 minutes of collection (preferably immediately after venipuncture), centrifuge at ambient temperature, aliquot 1.5mL of plasma into a plastic vial and freeze immediately on dry ice or at -60 C or below in an ultra-low freezer. 3. Ship frozen. Min Vol: Plasma: 0.5 mL | Plasma EDTA - Frozen (preferred) -28 days | Monday through Friday | 7 to 10 days | 14 |  | Yes
FCABB | Cabbage IgG | 55820 | 49.8 | 86001 | Eurofins Viracor, Interface | Collection Container/Tube: Preferred: Red top Acceptable: Serum gel Submission Container/tube: Plastic vial Specimen Volume: 0.5 mL Collection Instructions: 1. Draw blood in a plain red-top tube(s), serum gel tube(s) is acceptable. 2. Centrifuge and aliquot 0.5 mL of serum into a plastic vial. 3. Send refrigerate. Min Vol: See Specimen Required | Serum - Refrigerated (preferred) - 28 days Frozen - 365 days Ambient - 7 days | Monday through Friday | 3 days | 7 |  | No
FCAEC | Cysticercus Antibody (IgG), ELISA, CSF | 34164 | 122.89 | 86682 | Quest Diagnostics (IFD) | Specimen Type: Spinal Fluid Sources: CSF Container/Tube: Sterile container Specimen Volume: 1 mL Collection Instructions: Submit 1 mL of spinal fluid (CSF) in a sterile, plastic screw-cap vial. Refrigerate specimen after collection and ship at refrigerate temperature. Min Vol: 0.1 mL | CSF - Refrigerated (preferred) - 14 days Frozen - 30 days Ambient - 7 days | Tuesday, Friday | 1 - 5 days | 9 |  | Yes
FCAFG | Cauliflower IgG | 42920 | 49.8 | 86001 | Eurofins Viracor, Interface | Collection Container/Tube: Preferred: Red top Acceptable: Serum gel Specimen Volume: 0.5 mL Submission Container/tube: Plastic vial Collection Instructions: 1. Draw blood in a plain red-top tube(s), serum gel tube(s) is acceptable. 2. Centrifuge and aliquot 0.5 mL of serum into a plastic vial. 3. Send refrigerate. Min Vol: See Specimen Required | Serum - Refrigerated (preferred) - 28 days Frozen - 365 days Ambient - 7 days | Monday through Friday | 3 days | 7 |  | Yes
FCAIG | Cockroach American (Periplaneta americana) IgE | 90710S | 44.36 | 86003 | Eurofins Viracor, Interface | Collection Container/Tube: Preferred: Red top Acceptable: Serum gel Submission Container/Tube: Plastic vial Specimen Volume: 0.5 mL Serum Collection Instructions: 1. Centrifuge and aliquot 0.5 mL of serum into a plastic vial. 2. Send refrigerate. Min Vol: 0.5 mL | Serum - Refrigerated (preferred) - 28 days Frozen - 28 days Ambient - 28 days | Monday through Friday | 1 to 2 days | 6 |  | Yes
FCANG | Candida albicans IgG | 75320 | 49.8 | 86001 | Eurofins Viracor, Interface | Specimen Type: Serum Container/Tube: Red or SST Container/Tube: Red Specimen Volume: 0.5 mL Collection Instructions: Draw blood in a plain red-top tube(s), serum gel tube is acceptable. Spin down and send 0.5 mL of serum Frozen in a sterile, screw top tube. Min Vol: 0.5 mL | Serum - Frozen (preferred) - 365 days Ambient - 7 days Refrigerated - 28 days | Monday through Saturday | 3 days | 7 |  | Yes
FCARP | Cancer-Associated Retinopathy Panel (CARP) by Immunoblot and IHC | CARP | 930 | 84182 x 8 | Ocular Immunology Laboratory OHSU (Oregon Health Sciences University) | Submit only one of the following specimens: Serum: Draw blood in a plain, red-top tube(s), serum gel tube(s) is acceptable. Spin down and send 5 mL serum refrigerated in a plastic vial. Plasma: Draw blood in a lavender-top (EDTA) tube(s). Spin down and send 5 mL EDTA plasma refrigerated in a plastic vial. Complete and submit with specimen: 1. Completed OHSU Ocular request form 2. Clinical history 3. Referring physician information (name & phone number) -NOTE: Without this information, testing cannot be completed. Min Vol: 3 mL | Varies - Refrigerated (preferred) - 7 days Serum/Plasma -Frozen specimens are acceptable up to 3 months. | Batched | 2 - 4 weeks | 35 |  | Yes
FCASG | Casein IgG | 58020 | 49.8 | 86001 | Eurofins Viracor, Interface | Collection Container/Tube: Preferred: Red top Acceptable: Serum gel Submission Container/Tube: Plastic vial Specimen Volume: 0.5 mL Collection Instructions: 1. Draw blood in a plain red-top tube(s), serum gel tube(s) is acceptable. 2. Centrifuge and aliquot 0.5 mL of serum in a plastic vial. 3. Send refrigerate. Min Vol: See Specimen Required | Serum - Refrigerated (preferred) - 28 days Frozen - 365 days Ambient - 7 days | Monday through Friday | 3 days | 7 |  | No
FCASH | Cashew IgG | 54020 | 49.8 | 86001 | Eurofins Viracor, Interface | Collection Container/Tube: Preferred: Red top Acceptable: Serum gel Submission Container/tube: Plastic vial Specimen Volume: 0.5 mL Collection Instructions: 1. Draw blood in a plain red-top tube(s), serum gel tube(s) is acceptable. 2. Centrifuge and aliquot 0.5 mL of serum into a plastic vial. 3. Send refrigerate. Min Vol: See Specimen Required | Serum - Refrigerated (preferred) - 28 days Frozen - 365 days Ambient - 7 days | Monday through Friday | 3 days | 7 |  | No
FCATB | Carotene, Beta | 001529 | 122.75 | 82380 | LabCorp Burlington- Interface | Patient Preparation: 1. Patient must be fasting overnight (12 hours). Blood should be collected before breakfast in the morning and prior to any medication. 2. Patient must not consume any alcohol for 24 hours before specimen collection. 3. For patients younger than six months, draw prior to their next feeding. Supplies: Amber Frosted Tube, 5 mL (T915) Collection Container/Tube: Preferred: Serum gel Acceptable: Red top Submission Container/Tube: Amber vial Specimen Volume: 0.7 mL Collection Instructions: 1. Draw blood in a serum gel tube or plain red-top tube. 2. Within 1 hour of collection, centrifuge and aliquot 0.7 mL of serum into an amber vial to protect from light. 3. Ship ambient Minimum Vol: 0.4 mL; Note: This volume does not allow for repeat testing. | Ambient (preferred) 14 days/Refrigerated 14 days/Frozen 14 days | Monday, Wednesday, Friday | 3 to 6 days | 10 |  | Yes
FCATE | Catfish (Siluriformes spp) IgE | 43210S | 44.36 | 86003 | Eurofins Viracor, Interface | Collection Container/Tube: Preferred: Red top Acceptable: Serum gel Submission Container/tube: Plastic vial Specimen Volume: 0.5 mL serum Collection Instructions: 1. Centrifuge and aliquot 0.5 mL of serum into a plastic vial. 2. Send refrigerate. Min Vol: 0.5 mL | Serum - Refrigerated (preferred) - 28 days Frozen - 28 days Ambient - 28 days | Monday through Friday | 1 to 2 days | 6 |  | Yes
FCBDS | Cannabidiol, Serum | 0962SP | 255 | 80299 | NMS Labs, Interface | ***Must submit one specimen per order. Specimens cannot be shared between multiple orders.*** Specimen Type: Serum Collection Container/Tube: Red top Submission Container/Tube: Plastic vial Specimen Volume: 1 mL Collection Instructions: 1. Draw blood in a red-top tube(s). Serum gel tube is not acceptable. 2. Centrifuge and send 1 mL of serum refrigerated in a plastic, preservative-free vial. Min Vol: 0.5 mL | Serum Red - Refrigerated (preferred) - 30 days Frozen Ambient - 14 days | Monday-Sunday | 9 days | 13 |  | Yes
FCCA3 | Cashew Component rAna o 3 | 30288 | 91 | 86008 | Eurofins Viracor, Interface | Specimen Type: Serum Container/Tube: Red or SST Specimen Volume: 0.5 mL Collection Instructions: Draw blood in a plain red-top tube(s), serum gel tube is acceptable. Spin down and send 0.5 mL of serum refrigerated in a plastic vial. Min Vol: 0.5 mL | Serum - Refrigerated (preferred) - 28 days Frozen - 365 days Ambient - 28 days | Monday through Friday | 1-2 days | 6 |  | Yes
FCCGG | Cheese Cheddar IgG | 54120 | 49.8 | 86001 | Eurofins Viracor, Interface | Collection Container/Tube: Preferred: Red top Acceptable: Serum gel Submission Container/Tube: Plastic vial Specimen Volume: 0.5 mL Collection Instructions: 1. Draw blood in a plain red-top tube(s), serum gel tube(s) is acceptable. 2. Centrifuge and aliquot 0.5 mL of serum in a plastic vial. 3. Send refrigerate. Min Vol: See Specimen Required | Serum - Refrigerated (preferred) - 28 days Frozen - 365 days Ambient - 7 days | Monday through Friday | 3 days | 9 |  | No
FCCK1 | Cholecystokinin (CCK) | CCK | 220 | 83519 | Inter Science Institute | Patient Preparation: 1. Patient should fast for 10 to 12 hours prior to collection of specimens. 2. Antacid medications and medications that affect intestinal motility should be discontinued, if possible, for at least 48 hours prior to collection of specimens. Container/Tube: Preferred: Special tube containing G.I. preservative (MCL Supply T125) Specimen Volume: 3 mL Collection Instructions: 1. Collect 10 mL blood in special GI preservative tube. 2. Centrifuge immediately and send as soon as possible. 3. Ship frozen. | GI Plasma Frozen 180 days | Monday, Thursday | 10 to 14 days | 22 |  | No
FCDSU | Comprehensive Drug Screen, Umbilical Cord Tissue | 9145UC | 219 | 80307 | NMS Labs, Interface | ***Must submit one specimen per order. Specimens cannot be shared between multiple orders.*** Specimen Type: Umbilical Cord Tissue Container/Tube: Plastic, preservative-free container Specimen Volume: 10 grams Collection Instructions: Collect at least 6 inches of umbilical cord (approximately the length of an adult hand). Drain and discard any blood. Rinse the exterior of the cord segment with normal saline or sterile water. Pat the cord dry and place in container for transport. Ship refrigerated in a preservative-free, plastic container. Unacceptable Specimens: Cords soaking in blood or other fluid. Formalin fixed. Tissue that is obviously decomposed. Samples received without cold pack. Min Vol: 10 grams | Tissue - Refrigerated (preferred) - 7 days Frozen - 14 days | Monday-Sunday | 1-3 days | 7 | No additional charge for any of the following reflexes: FCDV1/NMS code 52349UC - Acetyl Fentanyl Confirmation (Qualitative), Umbilical Cord Tissue FCDV2/NMS code 52345UC - Amphetamines Confirmation (Qualitative), Umbilical Cord Tissue FCDV3/NMS code 52342UC - Barbiturates Confirmation (Qualitative), Umbilical Cord Tissue FCDV4/NMS code 52343UC - Benzodiazepines Confirmation (Qualitative), Umbilical Cord Tissue FCDV5/NMS code 52350UC - Buprenorphine and Metabolite Confirmation (Qualitative), Umbilical Cord Tissue FCDV6/NMS code 52344UC - Cannabinoids Confirmation (Qualitative), Umbilical Cord Tissue FCDV7/NMS code 52351UC - Carisoprodol and Metabolite Confirmation (Qualitative), Umbilical Cord Tissue FCDV8/NMS code 52352UC - Cocaine and Metabolites Confirmation (Qualitative), Umbilical Cord Tissue FCDV9/NMS code 52353UC - Dextro/Levo Methorphan Confirmation (Qualitative), Umbilical Cord Tissue FCDW1/NMS code 52354UC - Fentanyl and Metabolite Confirmation (Qualitative), Umbilical Cord Tissue FCDW2/NMS code 52355UC - Meperidine and Metabolite Confirmation (Qualitative), Umbilical Cord Tissue FCDW3/NMS code 52356UC - Methadone and Metabolite Confirmation (Qualitative), Umbilical Cord Tissue FCDW4/NMS code 52346UC - Novel Psychoactive Substances Confirmation (Qualitative), Umbilical Cord Tissue FCDW5/NMS code 52341UC - Opiates - Free (Unconjugated) Confirmation (Qualitative) FCDW6/NMS code 52357UC - Phencyclidine Confirmation (Qualitative), Umbilical Cord Tissue FCDW7/NMS code 52347UC - Tapentadol Confirmation (Qualitative), Umbilical Cord Tissue FCDW8/NMS code 52348UC - Tramadol and Metabolite Confirmation (Qualitative), Umbilical Cord Tissue FCDW9/NMS code 52358UC - Zolpidem Confirmation (Qualitative), Umbilical Cord Tissue FCDX1/NMS code 52372UC-Gabapentin Confirmation (Qualitative), Umbilical Cord Tissue FCDX2/NMS code 52369UC-Mitragynine Confirmation (Qualitative), Umbilical Cord Tissue FCDX3/NMS code 52376UC- Xylazine Confirm (Qualitative), Umbilical Cord Tissue | Yes
FCFS | Caspofungin Susceptibility Testing | CAS | 100 | 87999-Unlisted Microbiology Procedure (Refer to patient report to apply the appropriate CPT code in place of this unlisted CPT code based on specimen organism.) 87188 - mould - MIC microdilution or agar dilution (if appropriate) 87186 - yeast - MIC microdilution or agar dilution (if appropriate) | U.T. Health Science Ctr San Antonio | Container/Tube: Agar slant or other appropriate media Specimen Volume: Organism in pure culture Complete and submit with specimen: 1. Fungus Testing Lab request form Collection Instructions: 1. Organism must be in pure culture, actively growing. 2. Place specimen in a large infectious container (T146) and label as etiologic agent/infectious substance. | Varies-Ambient | Monday-Mould, Tuesday and Thursday-Yeast | 4 to 10 days | 21 |  | Yes
FCHCG | Chocolate/Cacao IgG | 50720 | 49.8 | 86001 | Eurofins Viracor, Interface | Collection Container/Tube: Preferred: Red top Acceptable: Serum gel Specimen Volume: 0.5 mL Collection Instructions: 1. Draw blood in a plain red-top tube(s), serum gel tube(s) is acceptable. 2. Centrifuge and send 0.5 mL of serum in a plastic vial. 3. Send refrigerate. Min Vol: See Specimen Required | Serum - Refrigerated (preferred) - 28 days Frozen - 365 days Ambient - 7 days | Monday through Friday | 3 days | 7 |  | No
FCHPZ | Chlorpromazine (Thorazine) | 26 | 85.63 | 80342 | Medtox Laboratories, Inc. - Interface | Submit only 1 of the following specimens: Plasma Draw blood in a green-top (sodium heparin) tube(s), plasma gel tube is not acceptable. Spin down and send 1 mL sodium heparin plasma refrigerated in a plastic vial. Serum Draw blood in a plain red-top tube(s), serum gel tube is not acceptable. Spin down and send 1 mL of serum refrigerated in a plastic vial. Min Vol: 0.25 mL | Varies - Refrigerated (preferred) - 7 days Frozen - 180 days Ambient - 72 hours | Monday through Sunday | 7 days | 11 |  | Yes
FCHXG | Chicken IgG | 50620 | 49.8 | 86001 | Eurofins Viracor, Interface | Collection Container/Tube: Preferred: Red top Acceptable: Serum gel Submission Container/tube: Plastic vial Specimen Volume: 0.5 mL Collection Instructions: 1. Draw blood in a plain, red-top tube(s), serum gel tube(s) is acceptable. 2. Centrifuge and aliquot 0.5 mL of serum into a plastic vial. 3. Send refrigerate. Min Vol: See Specimen Required | Serum - Refrigerated (preferred) - 28 days Frozen - 365 days Ambient - 7 days | Monday through Friday | 3 days | 7 |  | No
FCHYS | Chymotrypsin, Stool | 11235X | 137 | 84311 | Quest Diagnostics Nichols Institute- Interface | Specimen Type: Random stool Container/Tube: Sterile leak proof stool container Specimen Volume: 1 g Collection Instructions: Collect 1 gm random stool in sterile leak proof container, ship refrigerate. Note: Dietary restrictions: Patients receiving pancreatic enzymes should discontinue taking the enzymes at least 5 days before the collection of the stool sample. Min Vol: 0.5 gram | Fecal - Refrigerated (preferred) - 14 days Frozen - 30 days | Wednesday | 3 - 7 days | 18 |  | Yes
FCIC | Circulating Immune Complexes (CIC) | 014 | 130 | 86332 | IMMCO Diagnostics (Trinity Biotech) | Draw blood in a plain, red-top tube(s) or a serum gel tube(s). Spin down and send 3 mL of serum refrigerated. Min Vol: 1 mL | Serum - Refrigerated (preferred) - 14 days Frozen - 365 days Ambient - 14 days | Once weekly | 7 days | 18 |  | Yes
FCIC3 | Circulating Immune Complex, C3 fragments | 3004431 | 455 | 86332 | ARUP Laboratories, Interface | Specimen Type: Serum Container/Tube: Red Top/SST acceptable Specimen Volume: 1 mL Collection Instructions: Draw blood in a plain red-top tube(s), serum gel tube(s), is acceptable. Allow complete clotting of red blood cells (up to 1 hour), then separate from cells within 30 minutes and freeze immediately. Send 1 mL of serum frozen in a plastic vial. Note: Critical frozen. Separate specimens must be submitted when multiple tests are ordered. Min Vol: 0.5 mL | Serum - Frozen (preferred) - 30 days | Saturday, Monday, Thursday | 2-9 days | 13 |  | Yes
FCING | Cinnamon IgG | 45920 | 49.8 | 86001 | Eurofins Viracor, Interface | Collection Container/Tube: Preferred: Red top Acceptable: Serum gel Submission Container/Tube: Plastic vial Specimen Volume: 0.5 mL Collection Instructions: 1. Draw blood in a plain red-top tube(s), serum gel tube(s) is acceptable. 2. Centrifuge and aliquot 0.5 mL of serum in a plastic vial. 3. Send refrigerate. Min Vol: See Specimen Required | Serum - Refrigerated (preferred) - 28 days Frozen - 365 days Ambient - 7 days | Monday through Friday | 3 days | 7 |  | No
FCKTF | Cockatiel Feathers IgE | 82410E | 56.06 | 86003 | Eurofins Viracor, Interface | Collection Container/Tube: Preferred: Red top Acceptable: Serum gel Submission Container/Tube: Plastic vial Specimen Volume: 0.5 mL Serum Collection Instructions: 1. Centrifuge and aliquot 0.5 mL of serum into a plastic vial. 2. Send refrigerate. Min Vol: 0.5 mL | Serum - Refrigerated (preferred) - 28 days Frozen - 28 days Ambient - 28 days | Monday through Friday | 2 to 3 days | 7 |  | Yes
FCLCN | CLCN1 DNA Sequencing Test | 128 | 1200 | 81406 | Athena Diagnostics | Draw blood in a lavender-top (EDTA) tube(s) and send 8 mL of whole blood. Ship Ambient. Note: Collection date and informed consent are required. Min Vol: 6 mL | Whole Blood EDTA - Ambient (preferred) - 10 days Refrigerated - 10 days | Varies | 21 - 28 days | 35 |  | Yes
FCLMS | Clonazepam and Metabolite, Serum | 1270SP | 106 | 80299 | NMS Labs, Interface | ***Must submit one specimen per order. Specimens cannot be shared between multiple orders.*** Specimen Type: Serum Collection Container/Tube: Red top Submission Container/Tube: Plastic, preservative-free vial Specimen Volume: 1 mL Collection Instructions: 1. Draw blood in a red top tube(s). Serum gel tube is not acceptable. 2. Centrifuge and send 1 mL of serum refrigerated in a plastic, preservative-free vial. Min Vol: 0.3 mL | Serum Red - Refrigerated (preferred) - 14 days Frozen - 30 days | Monday through Sunday | 5 days | 11 |  | Yes
FCLNE | Anti-Phosphatidylcholine Ab | FCLNE | 134 | 83520/x3 | BioAgilytix Diagnostics | Specimen Type: Serum Container/Tube: Red Top or SST Specimen Volume: 3 mL Collection Instructions: Draw blood in a plain red-top tube(s), serum gel tube is acceptable. Spin down and send 3 mL of serum frozen in a plastic vial. Min Vol: 0.5 mL | Serum - Frozen (preferred) - 30 days Refrigerated - 14 days | Wednesday | 1-7 days | 11 |  | No
FCLON | Clonidine (Catapres) | 406 | 146.13 | 80299 | Medtox Laboratories, Inc. - Interface | Submit only 1 of the following specimens: Plasma Draw blood in a green-top (sodium heparin) tube(s), plasma gel tube is not acceptable. Spin down and send 5 mL sodium heparin plasma refrigerated in a plastic vial. Serum Draw blood in a plain red-top tube(s), serum gel tube is not acceptable. Spin down and send 5 mL of serum refrigerated in a plastic vial. Min Vol: 1.2 mL | Varies - Refrigerated (preferred) - 7 days Frozen - 180 days Ambient - 72 hours | Monday through Sunday | 5 days | 9 |  | Yes
FCLPF | Cathartic Laxatives Profile, Stool | 1033ST | 196 | 83735 84100 | NMS Labs, Interface | ***Must submit one specimen per order. Specimens cannot be shared between multiple orders.*** Specimen Type: Stool Container/Tube: Acid-washed or trace metal-free plastic container, MCL supply T656 Specimen Volume: 10 g Collection Instructions: Collect 10 g of stool with no preservative. Send specimen in an acid-washed or trace metal-free plastic container, MCL supply T656. Send specimen refrigerated. Min Vol: 10 mL stool liquid or 10 g stool solid | Fecal - Refrigerated (preferred) - 30 days Frozen - 30 days Ambient - 30 days | Monday-Sunday | 8 days | 14 |  | No
FCMEB | Carbon Monoxide Exposure, Blood | 1009B | 110 | 82375 | NMS Labs, Interface | ***Must submit one specimen per order. Specimens cannot be shared between multiple orders.*** Specimen Type: Blood Collection Container/Tube: Lavender top EDTA Specimen Volume: 4 mL Collection Instructions: Draw blood in a lavender top EDTA tube(s). Send 4 mL refrigerated. Min Vol: 1.7 mL | Whole Blood EDTA - Refrigerated (preferred) - 28 days Ambient - 28 days |  | 5 days | 16 |  | Yes
FCMVQ | CMV by PCR | LAB3244 | 185 | 87497 | Univ of Colorado Hospital Clinical Laboratory | 1 mL amniotic fluid shipped frozen. Min Vol: 0.5 mL | Amniotic Fld - Frozen (preferred) - 180 days | Monday through Friday | 1 to 2 days | 6 |  | No
FCNAB | Chromatin (Nucleosomal) Antibody | 34088 | 100.11 | 86235 | Quest Diagnostics Nichols Institute- Interface | Collection Container/Tube: Preferred: Red top Acceptable: Serum gel Submission Container/Tube: Plastic vial Specimen Volume: 1 mL Collection Instructions: Draw blood in a plain red-top tube(s), serum gel tube(s) is acceptable. Spin down and send 1 mL of serum refrigerated in a plastic vial. Min Vol: 0.5 mL | Serum - Refrigerated (preferred) - 7 days Frozen - 30 days Ambient - 4 days | Monday through Saturday | 3 days | 9 |  | Yes
FCOCN | Coconut IgG | 54220 | 49.8 | 86001 | Eurofins Viracor, Interface | Draw blood in a plain red-top tube(s), serum gel tube(s) is acceptable. Spin down and send 0.5 mL of serum refrigerated in a plastic vial. Min Vol: 0.5 mL | Serum - Refrigerated (preferred) - 28 days Frozen - 365 days Ambient - 7 days | Monday through Friday | 3 days | 7 |  | No
FCOFE | Coffee (Coffea spp) IgE | 51010A | 67 | 86003 | Eurofins Viracor, Interface | Collection Container/Tube: Preferred: Red top Acceptable: Serum gel Submission Container/Tube: Plastic vial Specimen Volume: 0.5 mL Serum Collection Instructions: 1. Centrifuge and aliquot 0.5 mL of serum into a plastic vial. 2. Send refrigerate. Min Vol: 0.5 mL | Serum - Refrigerated (preferred) - 28 days Frozen - 28 days Ambient - 28 days | Monday through Friday | 1 to 2 days | 6 |  | Yes
FCOKE | Cocaine Analysis - Whole Blood | 700879 | 95 | 80307 80353-if applicable | Medtox Laboratories, Inc. - Interface | Draw blood in a purple-top (EDTA), green-top (sodium-heparin) or grey-top (NaF/oxalate) tube(s). Send 7 mL of whole blood refrigerated in a plastic vial. Min Vol: 3 mL | Whole blood - Refrigerated (preferred) - 14 days Frozen - 180 days Ambient - 72 hours | Monday through Sunday | 5 days | 9 | $35.00 additional if reflex test performed | Yes
FCOPP | Copper, RBCs | 1330R | 78 | 82525 | NMS Labs, Interface | ***Must submit one specimen per order. Specimens cannot be shared between multiple orders.*** Specimen Type: RBCs Collection Container/Tube: Royal Blue top tube (Trace metal-free; EDTA) Specimen Volume: 1 mL Collection Instructions: Draw blood in a royal blue top (trace metal free; EDTA) tube(s). Centrifuge and separate plasma within two hours of collection. Leave RBCs in the original collection container and replace stopper. Send 1 mL RBC's refrigerated. NOTE: Tubes containing Heparin based anticoagulants are not acceptable. Min Vol: 0.3 mL | RBCS - Refrigerated (preferred) - 14 days | Monday - Sunday | 7 days | 13 |  | Yes
FCOR4 | Corn IgG4 | 51122 | 57.5 | 86001 | Eurofins Viracor, Interface | Collection Container/Tube: Preferred: Red Top Acceptable: Serum gel Specimen Volume: 0.5 mL Collection Instructions: 1. Draw blood in a plain red-top tube(s), serum gel tube(s) is acceptable. 2. Centrifuge and aliquot 0.5 mL of serum in a plastic vial. 3. Send refrigerate. Min Vol: See Specimen Required | Serum - Refrigerated (preferred) - 28 days Frozen - 365 days Ambient - 7 days | Monday, Wednesday, Friday | 2 to 3 days | 7 |  | No
FCORG | Corn IgG | 51120 | 49.8 | 86001 | Eurofins Viracor, Interface | Collection Container/Tube: Preferred: Red top Acceptable: Serum gel Submission Container/tube: Plastic vial Specimen Volume: 0.5 mL Collection Instructions: 1. Draw blood in a plain red-top tube(s), serum gel tube(s) is acceptable. 2. Centrifuge down and aliquot 0.5 mL of serum into a plastic vial. Min Vol: See Specimen Required | Serum - Refrigerated (preferred) - 28 days Frozen - 365 days Ambient - 7 days | Monday through Friday | 3 days | 7 |  | No
FCP13 | Cytokine Panel 13, CSF | 3003259 | 350 | 83520 x 12 83529 | ARUP Laboratories, Interface | Specimen Type: Fluid Sources: Cerebrospinal Container/Tube: Sterile vial Specimen Volume: 1.0 mL Collection Instructions: Collect 1.0 mL CSF in sterile plastic container and ship frozen. Note: Critical frozen, Must be frozen with in 30 minutes of collection. Additional specimens must be submitted when multiple tests are ordered. Min Vol: 0.4 mL | CSF - Frozen (preferred) - 30 days |  | 1-4 days | 8 |  | Yes
FCPEU | C-Peptide, 24-Hour Urine | 003236 | 60 | 84681 | LabCorp Burlington- Interface | Patient Preparation: It is recommended to ask all patients who may be indicated for this test about biotin supplementation. Patients should be cautioned to stop biotin consumption at least 72 hours prior to the collection of a sample. Collection Container/Tube: Clean, plastic 24-hour urine collection container. Submission Container/Tube: Plastic urine container. Specimen Volume: 10 mL Collection Instructions: 1. Instruct the patient to void at 8 AM and discard the specimen. 2. Collect all urine including the final specimen voided at the end of the 24-hour collection period (ie, 8 AM the next morning) in a 24-hour urine collection container. pH should be 4 to 7. 3. Refrigerate specimen during the 24-hour collection. 4. Aliquot and send 10 mL urine in plastic urine container frozen. 5. 24-Hour collection volume is required. Min Vol: 1 mL (Note: this volume does not allow for repeat testing.) | Urine 24hr - Frozen (preferred) - 14 days Refrigerated - 14 days |  | 2 to 4 days | 8 |  | Yes
FCQBA | Circulating Immune Complex, C1q Binding | 0050301 | 86 | 86332 | ARUP Laboratories, Interface | Collection Container/Tube: Red top or serum gel Submission Container/Tube: Plastic vial Specimen Volume: 1 mL serum Collection Instructions: 1. Allow complete clotting of red blood cells (up to 1 hour). 2. Within 30 minutes after clotting is complete, centrifuge and aliquot serum into a plastic vial. 3. Freeze immediately. 4. Ship frozen. Note: Critical frozen. Separate specimens must be submitted when multiple tests are ordered. Min Vol: 0.3 mL | Serum - Frozen (preferred) - 14 days | Monday and Thursday | 2 to 9 days | 15 |  | Yes
FCRAB | Crab IgG | 57020 | 49.8 | 86001 | Eurofins Viracor, Interface | Collection Container/Tube: Preferred: Red top Acceptable: Serum gel Submission Container/tube: Plastic vial Specimen Volume: 0.5 mL Collection Instructions: 1. Draw blood in a plain red-top tube(s), serum gel tube(s) is acceptable. 2. Centrifuge and aliquot 0.5 mL of serum into a plastic vial. 3. Send refrigerate. Min Vol: See Specimen Required | Serum - Refrigerated (preferred) - 28 days Frozen - 365 days Ambient - 7 days | Monday through Friday | 3 days | 7 |  | No
FCRDE | Carmine Dye/Red Dye Cochineal (Dactylopius coccus) IgE (Red # 4) | 184110E | 56.06 | 86003 | Eurofins Viracor, Interface | Collection Container/Tube: Preferred: Red top Acceptable: Serum gel Submission Container/Tube: Plastic vial Specimen Volume: 0.5 mL Serum Collection Instructions: 1. Centrifuge and aliquot 0.5 mL of serum into a plastic vial. 2. Send refrigerate. Min Vol: 0.5 mL | Serum - Refrigerated (preferred) - 28 days Frozen - 28 days Ambient - 28 days | Monday through Friday | 1 to 3 days | 7 |  | Yes
FCRNS | Smut Corn (Ustilago maydis) IgE | 77710E | 56.06 | 86003 | Eurofins Viracor, Interface | Collection Container/Tube: Preferred: Red top Acceptable: Serum gel Submission Container/Tube: Plastic vial Specimen Volume: 0.5 mL Serum Collection Instructions: 1. Centrifuge and aliquot 0.5 mL of serum into a plastic vial. 2. Send refrigerate. Min Vol: 0.5 mL | Serum - Refrigerated (preferred) - 28 days Frozen - 28 days Ambient - 28 days | Monday through Friday | 2 to 3 days | 7 |  | Yes
FCRTG | Carrot IgG | 55020 | 49.8 | 86001 | Eurofins Viracor, Interface | Collection Container/Tube: Preferred: Red Top Acceptable: Serum gel Submission Container/tube: Plastic vial Specimen Volume: 0.5 mL Collection Instructions: 1. Draw blood in a plain red-top tube(s), serum gel tube(s) is acceptable. 2. Centrifuge and aliquot 0.5 mL of serum into a plastic vial. 3. Send refrigerate. Min Vol: See Specimen Required | Serum - Refrigerated (preferred) - 28 days Frozen - 365 days Ambient - 7 days | Monday through Friday | 3 days | 7 |  | No
FCSC | Synthetic Cannabinoid Metabolites Screen, Expanded, Urine | 9562U | 126 | 80307 | NMS Labs, Interface | ***Must submit one specimen per order. Specimens cannot be shared between multiple orders.*** Specimen Type: Urine Container/Tube: Plastic preservative-free urine container Specimen Volume: 5 mL Collection Instructions: Collect 5 mL random urine specimen without preservative. Send specimen refrigerated in a plastic preservative-free urine container. Note: Known interference(s): FUBINACA 3,3-dimethylbutanoic acid: Quetiapine Min Vol: 2.4 mL | Urine - Refrigerated (preferred) - 30 days Frozen - 180 days Ambient - 30 days | Monday through Sunday | 8 days (If Postive: 12 days) | 16 | Confirmation test, FCSCU, will be performed, if appropriate, at no additional charge. No additional charge for the following reflex test: FCSCU/NMS code 5962U - Synthetic Cannabinoid Metabolites Confirmation (Qualitative) - Expanded, Urine | Yes
FCTUR | Turmeric (Curcuma longa) IgE | 36610E | 56.06 | 86003 | Eurofins Viracor, Interface | Collection Container/Tube: Preferred: Red top Acceptable: Serum gel Submission Container/Tube: Plastic vial Specimen Volume: 0.5 mL Serum Collection Instructions: 1. Centrifuge and aliquot 0.5 mL of serum into a plastic vial. 2. Send refrigerate. Min Vol: 0.5 mL | Serum - Refrigerated (preferred) - 28 days Frozen - 28 days Ambient - 28 days | Monday through Friday | 2 to 3 days | 7 |  | Yes
FCUIP | CU (Chronic Urticaria) Index Panel | 403005P | 325 | 84443 86343 86376 86800 | Eurofins Viracor, Interface | Patient preparation: Patients taking calcineurin inhibitors should stop medication 72 hours prior to draw. Patients taking prednisone should be off their medication for 2 weeks prior to draw. Specimen Type: Serum Container/Tube: Red or SST Specimen Volume: 3 mL Collection Instructions: Draw blood in Red-top tube (SST is acceptable). Separate from cells within 2 hours of draw. Send 3 mL of serum refrigerate in a plastic vial. Min Vol: 1 mL | Serum - Refrigerated (preferred) - 7 days Frozen - 7 days Ambient - 5 days | Monday, Wednesday, Friday | 2 - 5 days | 9 |  | Yes
FCUIX | CU Index | 2103 | 160 | 86343 | Eurofins Viracor, Interface | Patient Preparation: Patients taking calcineurin inhibitors should stop medication 72 hours prior to draw. Patients taking prednisone should be off their medication for 2 weeks prior to draw. Specimen Type: Serum Collection Container/Tube: Red or SST Submission Container/Tube: Plastic vial Specimen Volume: 2 mL Collection Instructions: 1. Draw 5 mL blood in a serum separator tube (SST) (plain, red-top tube is acceptable). 2. Separate from cells within 2 hours of draw. Send 2 mL of serum ambient in a plastic vial. Min Vol: 0.5 mL | Serum - Ambient (preferred) - 14 days Refrigerated - 14 days Frozen - 14 days | Monday and Thursday | 2-5 days | 9 |  | Yes
FCUKG | Cucumber IgG | 55920 | 49.8 | 86001 | Eurofins Viracor, Interface | Draw blood in a plain red-top tube(s), serum gel tube(s) is acceptable. Spin down and send 0.5 mL of serum refrigerated in a plastic vial. Min Vol: 0.5 mL | Serum - Refrigerated (preferred) - 28 days Frozen - 365 days Ambient - 7 days | Monday through Friday | 3 days | 7 |  | No
FCURV | Curvularia spicifera/Bipolaris IgE | 187610E | 56.06 | 86003 | Eurofins Viracor, Interface | Collection Container/Tube: Preferred: Red top Acceptable: Serum gel Submission Container/Tube: Plastic vial Specimen Volume: 0.5 mL Serum Collection Instructions: 1. Centrifuge and aliquot 0.5 mL of serum into a plastic vial. 2. Send refrigerate. Min Vol: 0.5 mL | Serum - Refrigerated (preferred) - 28 days Frozen - 28 days Ambient - 28 days | Monday through Friday | 1 to 2 days | 6 |  | Yes
FCXBV | Coxsackie B Virus Antibodies | 0060055 | 410 | 86658 x 6 | ARUP Laboratories, Interface | Draw blood in a plain red-top tube(s), serum gel tube(s) is acceptable. Separate from cells within 2 hours of collection. Send 1 mL of serum refrigerate in a plastic vial. Min Vol: 0.3 mL | Serum - Refrigerated (preferred) - 14 days Frozen - 365 days Ambient - 48 hours | Monday through Friday | 6 - 9 days | 15 |  | Yes
FCXCL | CXCL9 | 11660686 | 416 | 83520 | Cincinnati Children's Hospital Medical Center-Hem/Onc (Diagnostic Immunology Lab DIL) | Collection Container/Tube: Lavender top (EDTA) Submission Container/Tube: Plastic vial Specimen Volume: 1 mL Plasma Collection Instructions: 1.Within 8 hours of collection, centrifuge and aliquot plasma into a plastic vial. Freeze immediately. 2.Send frozen. Min Vol: 0.3 mL | Plasma EDTA - Frozen (preferred) - 180 days |  | 4 days | 13 |  | Yes
FCYNB | Cyanide, Blood Test | 1380B | 92 | 82600 | NMS Labs | ***Must submit one specimen per order. Specimens cannot be shared between multiple orders.*** Container/Tube: Gray top (potassium oxalate/sodium fluoride) Specimen volume: 2 mL Collection instructions: Collect 2 mL whole blood in potassium oxalate/sodium fluoride Gray top tube, send frozen. Min Vol: 0.5 mL | Whole Blood NaFl-KOx - Frozen (preferred) - 90 days Refrigerated - 7 days | Monday through Sunday | 9 days | 13 |  | Yes
FCYTG | Cytomegalovirus IgG Avidity | 19583 | 91.51 | 86644 | Quest Diagnostics (IFD) | Specimen Type: Serum Container/Tube: Red Specimen Volume: 1 mL Collection Instructions: Draw blood in a plain, red-top tube, serum gel tube is acceptable. Spin down and send 1 mL of serum refrigerated in a plastic vial. Min Vol: 0.5 mL | Serum - Refrigerated (preferred) - 14 days Frozen - 30 days Ambient - 7 days | Sunday, Tuesday through Friday | 2-6 days | 10 |  | Yes
FCZAC | Certolizumab and Anti-Certolizumab Antibody, DoseASSURE CTZ | 504627 | 285 | 80299 82397 | Esoterix Endocrinology- Interface | Specimen Type: Serum Container/Tube: Red or SST Specimen Volume: 2 mL Collection Instructions: Draw blood in a plain red-top tube(s), serum gel tube(s) is acceptable. Spin down and send 2 mL of serum frozen in a plastic vial. To avoid delays in turnaround time when requesting multiple tests, please submit separate frozen specimens for each test requested. Min Vol: 0.60 mL (Note: This volume does not allow for repeat testing.) NOTE: High serum biotin concentrations in patients taking biotin supplements may cause an interference in this assay. Patients may be advised to stop biotin consumption at least 72 hours prior to sample collection. | Serum - Frozen (preferred) - 14 days Refrigerated - 14 days | Tuesday | 8-15 days | 21 |  | Yes
FD10S | Drugs of Abuse Screen, Serum | 1864SP |  | 80307 | NMS Labs, Interface | ***Must submit one specimen per order. Specimens cannot be shared between multiple orders.*** Specimen Type: Serum Collection Container/Tube: Red top Submission Container/Tube: Plastic vial Specimen Volume: 4 mL Collection Instructions: 1. Draw blood in a plain, red-top tube(s), serum gel tube is not acceptable. 2. Centrifuge and send 4 mL of serum refrigerated in plastic, preservative-free vial. Min Vol: 1.75 mL | Serum Red - Refrigerated (preferred) - 7 days Frozen - 14 days | Monday through Sunday | 1-3 days (If Positive: 5-10 days) | 13 | Screen fee = $92.00; CPT: 80307 Additional charge for confirmation (if appropriate): 5637SP - (FCMC) Cocaine and Metabolites Confirmation=$ 112.00 CPT: 80353 5641SP - (FBCS) Benzodiazepines Confirmation=$119.00 CPT: 80339, 80346, G0480 (if appropriate) 5645SP - (FOFU) Opiates (oxycodone) - Free (Unconjugated) Confirmation=$136.00 CPT: 80356, 80361, 80365 5646SP - (FCANS) Cannabinoids Confirmation=$115.00 CPT: 80349 5652SP - (FBCFS) Barbiturates Confirmation=$ 125.00 CPT: 80345 5657SP - (FPCCS) Phencyclidine Confirmation=$ 141.00 CPT: 83992 5682SP - (FMMCS) Methadone and Metabolite Confirmation=$ 126.00 CPT: 80358 5684SP - (FAMCS) Amphetamines Confirmation=$ 118.00 CPT: 80326, 80359 5643SP-(FF10S) Fentanyl/Acetyl Fentanyl Confirm, S=$63.00 CPT: 80354 | Yes
FDA1S | Drugs of Abuse (10 panel) and Alcohol Screen, Serum | 1858SP |  | 80307x2 | NMS Labs, Interface | ***Must submit one specimen per order. Specimens cannot be shared between multiple orders.*** Specimen Type: Serum Collection Container/Tube: Red top Submission Container/Tube: Plastic vial Specimen Volume: 4 mL Collection Instructions: 1. Collect sample using alcohol-free skin preparation. 2. Draw blood in a plain, red-top tube(s), serum gel tube is not acceptable. 3. Centrifuge and send 4 mL of serum refrigerated in a plastic, preservative-free vial. Min Vol: 2.00 mL | Serum Red - Refrigerated (preferred) - 7 days Frozen - 14 days | Monday through Sunday | 4-9 days (If Positive 8-16 days) | 20 | Screen: $101.00 (CPT code: 80307x2) Additional fees for reflexes: 53251SP – (FETCS)Ethanol Confirmation=$56.00 (CPT code: 80320) 5684SP - (FAMCS) Amphetamines Confirmation=$118.00 (CPT code: 80326, 80359) 5652SP - (FBCFS)Barbiturates Confirmation=$125.00 (CPT code: 80345) 5641SP - (FBCS) Benzodiazepines Confirmation=$119.00 (80339, 80346, G0480 (if appropriate)) 5646SP - (FCANS) Cannabinoids Confirmation=$115.00 (CPT code: 80349) 5637SP - (FCMC) Cocaine and Metabolites Confirmation=$112.00 (CPT code: 80353) 5682SP - (FMMCS) Methadone and Metabolite Confirmation=$126.00 (CPT code: 80358) 5645SP - (FOFU) Opiates - Free (Unconjugated) Confirmation=$136.00 (CPT codes: 80356, 80361, 80365) 5657SP - (FPCCS) Phencyclidine Confirmation=$141.00 (CPT code: 83992) | Yes
FDAIP | Diabetes Autoimmune Profile | 504050 | 170.75 | 86337 86341x3 | Esoterix Endocrinology- Interface | Collection Container/Tube: Preferred: Serum gel Acceptable: Red top Submission Container/tube: Plastic vial Specimen Volume: 2.5 mL Collection Instructions: 1. Centrifuge and aliquot 2.5 mL of serum into a plastic vial. 2. Freeze within 24 hours and send frozen. Specimen Minimum Volume: 1 mL (Note: This volume does not allow for repeat testing) | Frozen 7 days | Varies | 8 to 15 days | 19 |  | No
FDCU | Deoxypyridinoline Crosslinks, Urine | 0070212 | 170 | 82523 | ARUP Laboratories, Interface | Transfer 3.5 mL aliquot from well-mixed first morning urine collection, no preservatives, shipped frozen. Min Vol: 0.5 mL | Urine - Frozen (preferred) - 90 days Refrigerated - 7 days | Tuesday | 1 - 8 days | 12 |  | Yes
FDFEN | Dog Fennel (Anthemis cotula) IgE | 74610E | 56.06 | 86003 | Eurofins Viracor, Interface | Collection Container/Tube: Preferred: Red top Acceptable: Serum gel Submission Container/Tube: Plastic vial Specimen Volume: 0.5 mL Serum Collection Instructions: 1. Centrifuge and aliquot 0.5 mL of serum into a plastic vial. 2. Send refrigerate. Min Vol: 0.5 mL | Serum - Refrigerated (preferred) - 28 days Frozen - 28 days Ambient - 28 days | Monday through Friday | 1 to 2 days | 6 |  | Yes
FDGTX | Digitoxin, Serum | 1613SP | 79 | 80299 | NMS Labs, Interface | ***Must submit one specimen per order. Specimens cannot be shared between multiple orders.*** Specimen Type: Serum Collection Container/Tube: Red top Submission Container/Tube: Plastic vial Specimen Volume: 1 mL Collection Instructions: 1. Draw blood in a plain, red-top tube(s). Serum gel tube is not acceptable. 2. Centrifuge and send 1 mL of serum refrigerated in a plastic, preservative-free vial. Min Vol: 0.4 mL | Serum Red - Refrigerated (preferred) - 7 days Frozen - 90 days | Monday - Sunday | 7 days | 11 |  | Yes
FDILT | Diltiazem (Cardizem, Dilacor) | 354 | 149.01 | 80299 | Medtox Laboratories, Inc. - Interface | Submit only 1 of the following specimens: Plasma Draw blood in a green-top (sodium heparin) tube(s), plasma gel tube is not acceptable. Spin down and send 3 mL sodium heparin plasma refrigerated in a plastic vial. Serum Draw blood in a plain, red-top tube(s), serum gel tube is not acceptable. Spin down and send 3 mL of serum refrigerated in a plastic vial. Min Vol: 0.6 mL | Varies - Refrigerated (preferred) - 14 days Frozen - 180 days Ambient - 72 hours | Monday through Sunday | 3 days | 7 |  | Yes
FDISU | Diuretic Profile, Urine | 413 | 130.83 | 80377 | Medtox Laboratories, Inc. - Interface | Specimen Type: Urine Container/Tube: Plastic preservative-free urine container Specimen Volume: 10 mL Collection Instructions: 1. Collect 10 mL random urine without preservative. 2. Send specimen refrigerated. Min, Vol. 1.2 mL | Urine: Refrigerated (preferred) 14 days Ambient 72 hours Frozen 14 days | Thursday | 5 days | 9 |  | Yes
FDKYE | Dock Yellow (Rumex crispus) IgE | 71810S | 44.36 | 86003 | Eurofins Viracor, Interface | Collection Container/Tube: Preferred: Red top Acceptable: Serum gel Submission Container/Tube: Plastic vial Specimen Volume: 0.5 mL Serum Collection Instructions: 1. Centrifuge and aliquot 0.5 mL of serum into a plastic vial. 2. Send refrigerate. Min Vol: 0.5 mL | Serum - Refrigerated (preferred) - 28 days Frozen - 28 days Ambient - 28 days | Monday through Friday | 1 to 2 days | 6 |  | Yes
FDLS | Donath Landsteiner | 0013039 | 230 | 86940, 86941 | ARUP Laboratories, Interface | Specimen Type: Serum Container/Tube: Red Specimen Volume: 3 mL Draw blood in a plain red-top tube. Maintain specimen at 37 degrees C until serum is separated from cells. Spin down and send 3 mL of serum refrigerated in a plastic vial. Min Vol: 2 mL | Serum Red - Refrigerated (preferred) - 7 days Ambient - 72 hours | Monday through Friday | 1 - 3 days | 7 |  | Yes
FDM | Dextromethorphan (DM), Serum | 331 | 79.76 | 80362 | Medtox Laboratories, Inc. - Interface | Submit only 1 of the following specimens: Plasma Draw blood in a green-top (sodium heparin) tube(s), plasma gel tube is not acceptable. Spin down and send 2 mL sodium heparin refrigerated in a plastic vial. Serum Draw blood in a plain red-top tube(s), serum gel tube is not acceptable. Spin down and send 2 mL of serum refrigerated in a plastic vial. Min Vol: 0.25 mL | Varies - Refrigerated (preferred) - 14 days Frozen - 180 days | Monday through Sunday | 5 days | 11 |  | Yes
FDM1 | DMPK DNA Test (DM1) | 108 | 775 | 81234 | Athena Diagnostics | Specimen Type: Whole Blood Container/Tube: Lavender top (EDTA) Specimen volume: 8 mL Pediatric (0-3 years) Volume: 2 mL (1 mL minimum) Collection instructions: 1. Draw blood in a lavender-top (EDTA) tube. 2. Invert several times to mix. 3. Send ambient Note: Collection date is required. Collection instructions: Send 8 mL whole blood (lavender-top) EDTA tubes Note: Collection date is required. Min Vol: 6 mL | Whole Blood EDTA - Ambient (preferred) - 10 days Refrigerated - 10 days | Monday, Thursday | 14 - 28 days | 32 |  | No
FDME | Duck Meat IgE | 40210S | 44.36 | 86003 | Eurofins Viracor, Interface | Collection Container/Tube: Preferred: Red top Acceptable: Serum gel Submission Container/Tube: Plastic vial Specimen Volume: 0.5 mL Serum Collection Instructions: 1. Centrifuge and aliquot 0.5 mL of serum into a plastic vial. 2. Send refrigerate. Min Vol: 0.5 mL | Serum - Refrigerated (preferred) - 28 days Frozen - 28 days Ambient - 28 days | Monday through Friday | 2 to 3 days | 7 |  | Yes
FDMZ | CNBP DNA Test (DM2) | 110 | 1255 | 81187 | Athena Diagnostics | Specimen Type: Whole Blood Container/Tube: Lavender top (EDTA) Specimen Volume: 8 mL Collection Instructions: Send 8 mL whole blood (lavender-top) EDTA tubes Note: Collection date is required. Min Vol: 6 mL | Whole blood - Ambient (preferred) - 10 days Refrigerated - 10 days | Monday through Friday | 14 - 28 days | 32 |  | No
FDXAP | Dexedrine (Dextroamphetamine) | 35 | 121.74 | 80324 | Medtox Laboratories, Inc. - Interface | Submit only 1 of the following specimens: Plasma Draw blood in a green-top (sodium heparin) tube(s), plasma gel tube is not acceptable. Spin down and send 5 mL sodium heparin plasma refrigerated in a plastic vial. Serum Draw blood in a plain red-top tube(s), serum gel tube is not acceptable. Spin down and send 5 mL of serum refrigerated in a plastic vial. Min Vol: 2 mL | Varies - Refrigerated (preferred) - 14 days Frozen - 180 days | Monday through Sunday | 5 days | 9 |  | Yes
FEBGP | Exotic Bird Panel IgG | 401670P | 94.2 | 86001 x4 | Eurofins Viracor, Interface | Specimen Type: Serum Container/Tube: Red or SST Specimen Volume: 0.5 mL Collection Instructions: Draw blood in a plain red-top tube(s), serum gel tube(s) is acceptable. Spin down and send 0.5 mL of serum refrigerated in a plastic vial. Min Vol: 0.5 mL | Serum - Refrigerated (preferred) - 28 days Frozen - 28 days Ambient - 7 days | Monday through Friday | 2 - 3 days | 7 |  | Yes
FEGWH | Egg White IgG | 51220 | 49.8 | 86001 | Eurofins Viracor, Interface | Collection Container/Tube: Preferred: Red Top Acceptable: Serum gel Specimen Volume: 0.5 mL Collection Instructions: 1. Draw blood in a plain red-top tube(s), serum gel tube(s) is acceptable. 2. Centrifuge and aliquot 0.5 mL of serum in a plastic vial. 3. Send refrigerate. Min Vol: See Specimen Required | Serum - Refrigerated (preferred) - 28 days Frozen - 365 days Ambient - 7 days | Monday through Friday | 3 days | 7 |  | No
FEGYK | Egg Yolk IgG | 51320 | 49.8 | 86001 | Eurofins Viracor, Interface | Collection Container/Tube: Preferred: Red Top Acceptable: Serum gel Specimen Volume: 0.5 mL Collection Instructions: 1. Draw blood in a plain red-top tube(s), serum gel tube(s) is acceptable. 2. Centrifuge and aliquot 0.5 mL of serum in a plastic vial. 3. Send refrigerate. Min Vol: See Specimen Required | Serum - Refrigerated (preferred) - 28 days Frozen - 365 days Ambient - 7 days | Monday through Friday | 3 days | 9 |  | No
FEHAG | Entamoeba histolytica Antigen, EIA | 34964 | 131.86 | 87337 | Quest Diagnostics (IFD) | Preferred Specimen Type: Unpreserved stool Supplies: Sterile stool container Container/Tube: Sterile stool container Specimen Volume: 2 g Specimen Stability Information: Frozen Collection Instructions: Collect 2 grams of fresh unpreserved stool in sterile container. Send specimen frozen. NOTE: Separate specimens must be submitted when multiple tests are ordered. Min Vol: 1 gram | Fecal - Frozen (preferred) - 7 days Refrigerated - 48 hours | Monday, Wednesday, Friday | 2-4 days | 8 |  | Yes
FENC | Encainide (Enkaid), ODE and MODE | 176 | 65.46 | 80299 | Medtox Laboratories, Inc. - Interface | Submit only 1 of the following: Plasma Draw blood in a green-top (sodium heparin) tube(s). Plasma gel tube is not acceptable. Spin down and send 1 mL of sodium heparin plasma refrigerated in a plastic vial. Serum Draw blood in a plain red-top tube(s). Serum gel tube is not acceptable. Spin down and send 1 mL of serum refrigerated in a plastic vial. Min Vol: 0.25 mL | Varies - Refrigerated (preferred) - 14 days Frozen - 180 days Ambient - 72 hours | Monday through Friday | 3 days | 7 |  | Yes
FEPHD | Ephedrine, Serum | 46 | 79.76 | 80324 G0480 (if appropriate) | Medtox Laboratories, Inc. - Interface | Submit only 1 of the following specimens: Plasma Draw blood in a green-top sodium heparin tube(s), plasma gel tube is not acceptable. Spin down and send 3 mL sodium heparin plasma refrigerated in a plastic vial. If specimen is not light protected foil wrap specimen to protect from light. Serum Draw blood in a plain, red-top tube(s), serum gel tube is not acceptable. Spin down and send 3 mL of serum refrigerated in a plastic vial. If specimen is not light protected foil wrap specimen to protect from light. Min Vol: 0.6 mL | Varies - Refrigerated (preferred) - 14 days Frozen - 180 days Ambient - 72 hours | Monday through Sunday | 7 days | 11 |  | Yes
FEPI | Epidermophyton floccosum IgE | 77510E | 56.06 | 86003 | Eurofins Viracor, Interface | Collection Container/Tube: Preferred: Red top Acceptable: Serum gel Submission Container/Tube: Plastic vial Specimen Volume: 0.5 mL Serum Collection Instructions: 1. Centrifuge and aliquot 0.5 mL of serum into a plastic vial. 2. Send refrigerate. Min Vol: 0.5 mL | Serum - Refrigerated (preferred) - 28 days Frozen - 28 days Ambient - 28 days | Monday through Friday | 2 to 3 days | 7 |  | Yes
FETCE | Mitochondrial Respiratory Chain Enzyme Analysis (ETC) - Skin Fibroblasts | 3210 | 685 | 84311 x 6 | Baylor Medical Genetics Laboratories (Miraca) | Cultured Fibroblasts 3 T-25 flasks(s) filled to neck with culture media. Maintain sterility and forward promptly at ambient temperature. Complete and submit with specimen: 1. Baylor Mitochondrial request form. | Fibroblasts - Ambient (preferred) | Upon receipt | 42 days | 45 |  | Yes
FEUCT | Euglobulin Clot Lysis Time | 462 | 99.71 | 85360 | Quest Diagnostics Nichols Institute- Interface | Specimen Type: Citrated plasma Collection Container/Type: Light-blue top (sodium citrate) Specimen Volume: 2 mL Collection Instructions: Collect blood in 3/2% sodium citrate light blue top tube. Centrifuge within 30 minutes after collection, freeze immediately. Send 2 mL platelet-poor plasma in plastic vial frozen. Note: 1. Prohibit exercise prior to drawing sample. 2. To avoid release of plasminogen activator, do not massage vein vigorously, pump fist excessively or leave tourniquet in place for a prolonged period. Min Vol: 1 mL | Plasma Na Cit - Frozen (preferred) - 21 days | Wednesday | 3 - 10 days | 18 |  | Yes
FEWG4 | Egg White IgG4 | 51222 | 57.5 | 86001 | Eurofins Viracor, Interface | Collection Container/Tube: Preferred: Red Top Acceptable: Serum gel Specimen Volume: 0.5 mL Collection Instructions: 1. Draw blood in a plain red-top tube(s), serum gel tube(s) is acceptable. 2. Centrifuge and aliquot 0.5 mL of serum in a plastic vial. 3. Send refrigerate. Min Vol: See Specimen Required | Serum - Refrigerated (preferred) - 28 days Frozen - 365 days Ambient - 7 days | Monday, Wednesday, Friday | 2 to 3 days | 7 |  | No
FEWHG | Egg Whole IgG | 47820 | 49.8 | 86001 | Eurofins Viracor, Interface | Collection Container/Tube: Preferred: Red Top Acceptable: Serum gel Specimen Volume: 0.5 mL Collection Instructions: 1. Draw blood in a plain red-top tube(s), serum gel tube(s) is acceptable. 2. Centrifuge and aliquot 0.5 mL of serum in a plastic vial. 3. Send refrigerate. Min Vol: See Specimen Required | Serum - Refrigerated (preferred) - 28 days Frozen - 365 days Ambient - 7 days | Monday through Friday | 3 days | 7 |  | No
FFAG4 | Filaria Antibody (IgG4) | 34168 | 147.2 | 86682 | Quest Diagnostics (IFD) | Collection Container/Tube: Preferred: Red top Acceptable: Serum gel Submission Container/Tube: Plastic vial Specimen Volume: 0.5 mL Serum Collection Instructions: 1. Centrifuge and aliquot 0.5 mL serum into a plastic vial. 2. Send refrigerated. Specimen Minimum Volume: 0.5 mL | Serum - Refrigerated (preferred) - 14 days Frozen - 30 days Ambient - 7 days | Wednesday | 1 to 7 days | 18 |  | Yes
FFBTT | Testosterone, Free, Bioavailable, and Total, MS | 14966 | 121.6 | 82040, 84270, 84403 | Quest Diagnostics Nichols Institute- Interface | Caution: Administration of STRENSIQ may interfere in certain assays and may falsely elevate values. For patients receiving STRENSIQ, consideration should be given to using alternate methods. Collection Container/Tube: Preferred: Red top Acceptable: Serum gel Submission Container/Tube: Plastic vial Specimen Volume: 2.8 mL Serum Collections Instructions: 1. Allow blood to clot at room temperature. 2. Centrifuge and aliquot 2.8 mL of serum into a plastic vial. 3. Send refrigerate. Specimen Minimum Volume: Serum: 1.3 mL | Serum: Refrigerated (preferred) 21 days Ambient 7 days Frozen 60 days | Monday through Sunday | 4 days | 8 |  | Yes
FFCAH | Congenital Adrenal Hyperplasia (CAH) Pediatric Profile 6, Comprehensive Screen | 500175 | 598.6 | 82633/DOC 82634/ 11-Desoxycortisol 82157/Androstenedione 82533/Cortisol 82626/DHEA 84143/17-OH-Pregnenolone 84144/Progesterone 83498/17-OH-Progesterone 84403/Testosterone | Esoterix Endocrinology- Interface | Specimen Type: Serum Container/Tube: Red Specimen Volume: 3.5 mL Collection Instructions: Draw blood in a plain, red-top tube(s). (Serum gel tube is not acceptable.) Spin down and separate within 45 minutes of collection and send 3.5 mL of serum frozen in plastic vial. Min Vol: 2 mL NOTE: Minimum volume does not allow for repeat analysis. | Serum Red - Frozen (preferred) - 90 days | Monday, Wednesday | 8-15 days | 19 |  | Yes
FFES | Estradiol Free, Serum (includes Estradiol and SHBG) | 500430 | 189.7 | 82681 - Free Estradiol 84270 - Sex Hormone binding globulin 82670 - Estradiol | Esoterix Endocrinology- Interface | Draw blood in a plain red-top tube (serum gel tube is acceptable). Spin down, pour off into plastic vial within 45 minutes of collection, and send 3 mL serum frozen. Min Vol: 1.0 mL Note: This volume does not allow for repeat testing. | Serum Red - Frozen (preferred) - 180 days Ambient - 48 hours Refrigerated - 48 hours | Varies | 8-12 days | 16 |  | Yes
FFIG2 | IGF-2 | 506262 | 104.9 | 83520 | Esoterix Endocrinology- Interface | Collection Container/Tube: Preferred: Serum gel Acceptable: Red top Submission Container/tube: Plastic vial Specimen Volume: 0.5 mL Collection Instructions: 1. Draw blood in a serum gel tube or plain red-top tube. 2. Within 1 hour of collection, centrifuge and aliquot 0.5 mL of serum into a plastic vial. 3. Freeze immediately after separation and send frozen. Minimum Vol: 0.3 mL NOTE: Minimum volume does not allow for repeat analysis. | Frozen (preferred) 14 days/Refrigerated 14 days/Ambient 14 days | Varies | 9 days | 17 |  | Yes
FFLEX | Cyclobenzaprine (Flexeril) | 148 | 69.57 | 80369 | Medtox Laboratories, Inc. - Interface | Submit only 1 of the following specimens: Plasma Specimen Type: Plasma Container/Tube: Green Top Specimen Volume: 2 mL Collection Instructions: Draw blood in a green-top (sodium heparin) tube, plasma gel tube is not acceptable. Spin down and send 2 mL of sodium heparin plasma refrigerated in a plastic vial. Serum Specimen Type: Serum Container/Tube: Red Specimen Volume: 2 mL Collection Instructions: Draw blood in a plain, red-top tube, serum gel tube is not acceptable. Spin down and send 2 mL of serum refrigerated in a plastic vial. Min Vol: 0.4 mL | Varies - Refrigerated (preferred) - 7 days Frozen - 30 days Ambient - 72 hours | Monday through Sunday | 3 days | 7 |  | Yes
FFLRO | Flunitrazepam Confirmation, Serum | 438 | 127.71 | 80346 | Medtox Laboratories, Inc. - Interface | Submit only 1 of the following specimens: Plasma Draw blood in a green-top (sodium heparin) tube(s), plasma gel tube is not acceptable. Spin down and send 5 mL sodium heparin plasma refrigerated in a plastic vial. Serum Draw blood in a plain red-top tube(s), serum gel tube is not acceptable. Spin down and send 5 mL of serum refrigerated in a plastic vial. Min Vol: 2 mL | Varies - Refrigerated (preferred) - 14 days Frozen - 365 days Ambient - 48 hours | Monday through Sunday | 5 days | 9 |  | Yes
FFLUR | Flurazepam (Dalmane) and Desalkylflurazepam | 53 | 67.52 | 80346 | Medtox Laboratories, Inc. - Interface | Submit only 1 of the following specimens: Plasma Draw blood in a green-top (sodium heparin) tube(s), plasma gel tube is not acceptable. Spin down and send 2 mL sodium heparin plasma frozen in plastic vial. Serum Draw blood in a plain, red-top tube(s), serum gel tube is not acceptable. Spin down and send 2 mL of serum frozen in plastic vial. Min Vol: 0.3 mL | Varies - Frozen (preferred) - 180 days | Monday through Sunday | 5 days | 9 |  | Yes
FFMI2 | Anti-Mi-2 Ab | 520000 | 90 | 83516 | Esoterix Endocrinology- Interface | Collection Container/Tube: 6 mL Red Submission Container/Tube: Plastic vial Specimen Volume: 1 mL Acceptable: SST Collection Instructions: Draw blood in a plain red-top tube(s), serum gel tube is acceptable. Separate serum from cells within 1 hour of collection and send 1 mL of serum refrigerated in a plastic vial. Min Vol: 0.3 mL (volume does NOT allow for repeat testing) | Serum - Refrigerated (preferred) - 14 days Frozen - 60 days Ambient - 7 days | Monday through Friday | 14-21 days | 25 |  | Yes
FFMSS | Maternal Serum Screening, Integrated, Specimen #1, PAPP-A, NT | 3000147 | 115 | 84163 | ARUP Laboratories, Interface | Specimen # 1 collection must occur between 10 weeks, 0 days and 13 weeks, 6 days gestation. If gestational age is based on Crown-Rump length (CRL), the specimen must be collected when the CRL is between 32.4 - 83.9 mm. Collection Container/Tube: Preferred: Red top Acceptable: Serum gel Submission Container/Tube: Plastic vial Specimen Volume: 0.5 mL Collection Instructions: 1. Draw blood in a plain red-top tube(s), serum gel tube(s) is acceptable. 2. Within 2 hours of collection, centrifuge and aliquot serum into a plastic vial. 3. Ship refrigerate. Note: Submit with order: Patient's date of birth, current weight, number of fetuses present, patient's race, if the patient was diabetic at the time of conception, if there is a known family history of neural tube defects, if the patient has had a previous pregnancy with a trisomy, if the patient is currently smoking, if the patient is taking valproic acid or carbamazepine (Tegretol), if this is a repeat sample, and the age of the egg donor if in vitro fertilization. In addition to the above: If an NT measurement is performed: the date of ultrasound, the CRL measurement, the nuchal translucency (NT) measurement and the name and certification number of the sonographer are required. NT must be measured when the CRL is between 38-83.9mm. The NT measurement must be performed by an ultrasonographer that is certified by the Fetal Medicine Foundation (FMF). OR If no NT measurement is performed: a due date or CRL measurement with the date of ultrasound is required. Min Vol: 0.3 mL | Serum - Refrigerated (preferred) - 14 days Frozen - 365 days Ambient - 72 hours | Sunday - Saturday | 2-4 days | 10 |  | Yes
FFMTH | Meconium Methadone Screen with Reflex Confirmation | 809756 | 77.19 | 80307 | Medtox Laboratories, Inc. - Interface | Container/Tube: Sterile collection container Specimen Volume: 3 g Collection Instructions: Collect specimen into the same sterile collection container until 3 g of meconium have been collected or until the first milk stool appears. When at least 3 g of meconium has been collected, tightly screw on the cap of the collection vial and send specimen ambient. Note: Specimens from different voids may be pooled if necessary. Min Vol: 1 g | Meconium - Ambient (preferred) - 14 days Refrigerated - 14 days Frozen - 365 days | Monday through Sunday | 1-2 days | 6 | Reflex test will be performed at no additional charge if appropriate: FMTHM, Meconium Methadone Confirm-No additional charge | Yes
FFPG4 | Food Panel IgG4 (532) | 403110P | 215 | 86001 x 8 | Eurofins Viracor, Interface | Draw blood in a plain red-top tube(s), serum gel tube(s) is acceptable. Spin down and send 1 mL of serum refrigerated in a plastic vial. Min Vol: 0.5 mL | Serum - Refrigerated (preferred) - 28 days Frozen - 365 days Ambient - 7 days | Monday through Friday | 3 days | 7 |  | No
FFPII | Food Panel II IgG | 401522P | 316.2 | 86001 X 19 | Eurofins Viracor, Interface | Draw blood in a plain red-top tube(s), serum gel tube(s) is acceptable. Spin down and send 1.5 mL of serum refrigerated in a plastic vial. Min Vol: 0.5 mL | Serum - Refrigerated (preferred) - 28 days Frozen - 365 days Ambient - 7 days | Monday through Friday | 3 days | 10 |  | No
FFRFT | Anti - Synthetase Profile | 520193 | 385 | 83516/x4 86235 | Esoterix Endocrinology- Interface | Collection Container/Tube: 10 mL Red Submission Container/Tube: Plastic vial Specimen Volume: 3 mL Acceptable: SST Collection Instructions: Draw blood in a plain red-top tube(s), serum gel tube is acceptable. Spin down and send 3 mL of serum refrigerated in a plastic vial. 1.0 mL Min Volume (NOTE: This volume does NOT allow for repeat testing.) | Refrig 14 days/Frozen 60 days/Ambient 7 days |  | 14-21 days | 25 |  | Yes
FFT4F | T4, Free, Direct Dialysis | 35167 | 63.1 | 84439 | Quest Diagnostics Nichols Institute- Interface | Patient Preparation: Fasting is preferred (8-16 hours) Supplies: Sarstedt Aliquot Tube 5 mL (T914) Collection Container/Tube: Preferred: Red top Acceptable: Serum gel Submission Container/Tube: Plastic vial Specimen Volume: 1 mL Collections Instructions: 1. Draw blood in a plain red-top tube(s), serum gel tube(s) is acceptable. 2. Centrifuge and aliquot 1 mL of serum into a plastic vial. 3. Send refrigerate. | Serum - Refrigerated (preferred) - 14 days Frozen - 35 days Ambient - 4 days | Monday through Saturday | 2 to 4 days | 8 |  | Yes
FFTEN | Tetrahydrobiopterin and Neopterin Profile (BH4, N) | NC03 | 225 | 82542 | Medical Neurogenetics, LLC (MNG) | Medical Neurogenetics collection kit (T657) required. Each collection kit contains 5 microcentrifuge tubes. COLLECTION PROTOCOL: 1) CSF should be collected from the first drop into the tubes in the numbered order. Fill each tube to the marked line with the required volumes Tube 1: 0.5 mL Tube 2: 1.0 mL Tube 3: 1.0 mL (contains antioxidants necessary to protect the sample integrity) Tube 4: 1.0 mL Tube 5: 1.0 mL - If sample's not blood contaminated, the tubes should be placed on dry ice at bedside - If sample's are blood contaminated, the tubes should immediately be centrifuged (prior to freezing) and the clear CSF transferred to new similarly labeled tubes, then frozen - Store samples at -80 until they can be shipped 2) Complete Medical Neurogenetics, LLC request form. Include test required, sample date and date of birth. 3) Label tubes with patient name and ID number, leaving the tube number viewable. 4) Place samples inside a specimen transport bag and the Medical Neurogenetics, LLC request form inside the pouch of the transport bag. 5) Ship samples frozen on dry ice. | CSF - Frozen (preferred) | Monday through Friday; Varies | 10 - 14 days | 18 |  | Yes
FFTFT | Testosterone, Free (Dialysis) and Total, MS | 36170 | 57 | 84402, 84403 | Quest Diagnostics Nichols Institute- Interface | Collection Container/Tube: Preferred: Red top Acceptable: Serum gel Submission Container/tube: Plastic vial Specimen Volume: 1.8 mL Collection Instructions: 1. Allow blood to clot at room temperature. Centrifuge and immediately aliquot 1.8 mL of serum into a plastic vial. 2. Send refrigerate Specimen Stability Information: Refrigerated (preferred) 21 days/Ambient 7 days/Frozen 2 years Min Vol: 0.9 mL | Refrigerated (preferred) 21 days/Ambient 7 days/Frozen | Monday - Sunday | 4 days | 9 |  | Yes
FFTIB | Tin, Blood | 60734 | 82.95 | 83018 | Medtox Laboratories, Inc. - Interface | Draw blood in a royal blue-top (metal free EDTA) tube. Send 2 mL metal free EDTA whole blood refrigerated. Min Vol: 0.25 mL | Whole Blood EDTA - Metal Free (ERB) - Refrigerated (preferred) - 14 days Frozen - 180 days Ambient - 72 hours | Monday through Sunday | 3 days | 7 |  | Yes
FFTIN | Tin, Serum | 60733 | 82.95 | 83018 | Medtox Laboratories, Inc. - Interface | Submit only 1 of the following specimens: Serum Draw blood in a metal free tube(s), serum gel tube is not acceptable. Spin down and send 2 mL of metal free serum refrigerated in a plastic vial. Plasma Draw blood in an EDTA metal-free royal blue-top tube(s), plasma gel tube is not acceptable. Spin down and send 2 mL metal-free EDTA plasma refrigerated in a plastic vial. Min Vol: 0.25 mL | Varies - Refrigerated (preferred) - 14 days Frozen - 180 days Ambient - 72 hours | Monday through Sunday | 3 days | 7 |  | Yes
FFTIO | Thiocyanate, Serum | 118 | 70.57 | 84430 | Medtox Laboratories, Inc. - Interface | Submit only 1 of the following specimens: Plasma Draw blood in a green-top (sodium heparin) tube(s), plasma gel tube is not acceptable. Spin down and send 1 mL sodium heparin plasma refrigerated in plastic vial. Serum Draw blood in a plain, red-top tube(s), serum gel tube is not acceptable. Spin down and send 1 mL of serum refrigerated in plastic vial. Min Vol: 0.50 mL Does not allow for repeat testing | Varies - Refrigerated (preferred) - 14 days Frozen - 180 days Ambient - 72 hours | Monday through Sunday | 1 day | 5 |  | Yes
FFTLB | Toluene, Occupational Exposure, Blood | 70123 | 92.42 | 84600 | Medtox Laboratories, Inc. - Interface | Draw blood in 2 green top (sodium heparin) tubes. Tubes should be filled to prevent loss of volatile compound into headspace. Send 20 mL of sodium heparin whole blood refrigerated. Min Vol: 5 mL | WB Sodium Heparin - Refrigerated (preferred) - 14 days Frozen - 365 days | Monday through Sunday | 7 days | 11 |  | Yes
FFTMV | Trichophyton Mentagrophytes (var interdigitale) IgE | 187710A | 67 | 86003 | Eurofins Viracor, Interface | Collection Container/Tube: Preferred: Red top Acceptable: Serum gel Submission Container/Tube: Plastic vial Specimen Volume: 0.5 mL Serum Collection Instructions: 1. Centrifuge and aliquot 0.5 mL of serum into a plastic vial. 2. Send refrigerate. Min Vol: 0.5 mL | Serum - Refrigerated (preferred) - 28 days Frozen - 28 days Ambient - 28 days | Monday through Friday | 1 to 2 days | 6 |  | Yes
FFTPO | Thrombopoietin (TPO) | 16336 | 166.25 | 83520 | Quest Diagnostics Nichols Institute- Interface | Specimen Type: Serum Container/Tube: Red or SST Specimen Volume: 1 mL Collection Instructions: Draw blood in a plain red-top tube(s), serum gel tube(s) is acceptable. Spin down and send 1 mL of serum frozen in a plastic vial. Min Vol: 0.5 mL | Serum - Frozen (preferred) - 30 days | Wednesday-first week of every month | 7-30 days | 37 |  | Yes
FFTRO | Trofile DNA Co-Receptor Tropism Assay | E3600 | 1995 | 87999 | Monogram Biosciences, Inc. (LabCorp) | Specimen Type: Whole Blood Container/Tube: Lavender-top (EDTA) Specimen Volume: 4 mL Collection Instructions: Draw 4 mL blood in a lavender-top (EDTA) tube(s), (Do not centrifuge.) Freeze and ship frozen. To avoid delays in turnaround time when requesting multiple tests, please submit separate frozen specimens for each test requested. Note: Trofile DNA is recommended for patients with undetectable viral loads. Min Vol: 3 mL | Whole Blood EDTA - Frozen (preferred) - 14 days | Monday through Friday | 29-33 days | 37 |  | Yes
FFTRP | Trofile Co-Receptor Tropism Assay | E3100 | 1995 | 87999 | Monogram Biosciences, Inc. (LabCorp) | Specimen Type: Plasma Container/Tube: Lavender-top (EDTA) or plasma preparation tube (PPT) Specimen Volume: 3 mL Collection Instructions: Draw blood in either PPT (pearl top) or lavender-top (EDTA) tubes. Centrifuge specimen within six hours of collection. Remove plasma from cells immediately, and transfer specimen to a screw-capped, plastic vial. Freeze 3 mL of PPT plasma or EDTA plasma immediately, send specimen frozen. To avoid delays in turnaround time when requesting multiple tests, please submit separate frozen specimens for each test requested. RECOMMENDED: 1. Patient's most recent viral load 2. Viral load collection date Note: 1. Intended to use only for patients with viral loads greater than or equal to 1000 copies/mL. For best results, viral loads should be confirmed within two weeks prior to submission for testing at Monogram. 2. Patient samples submitted <30 days apart are considered duplicate and will be cancelled. Min Vol: 1 mL | Plasma EDTA - Frozen (preferred) - 14 days | Monday through Friday | 27 - 35 days | 39 |  | Yes
FFTRU | Trichloroacetic Acid, Urine | 72407 | 94.58 | 83921-Organic acid, single, quantitative 82570-Creatine, other source | Medtox Laboratories, Inc. - Interface | Submit a 10 mL aliquot from a random or spot urine collected at end of shift, end of exposure, or end of workweek. Send specimen refrigerated. Min Vol: 0.25 mL | Urine - Refrigerated (preferred) - 14 days Frozen - 180 days | Monday through Sunday | 7 days | 11 |  | Yes
FFTRZ | Trazodone (Desyrel) | 124 | 70.25 | 80338 | Medtox Laboratories, Inc. - Interface | Draw blood in a plain red-top tube(s), serum gel tube is not acceptable. Spin down and send 1 mL of serum refrigerated in a plastic vial. Min Vol: 0.6 mL | Serum Red - Refrigerated (preferred) - 14 days Frozen - 180 days Ambient - 72 hours | As needed | 5 days | 9 |  | Yes
FFTSI | Thyroid-stimulating Immunoglobulin (TSI) | 140749 |  | 84445 | LabCorp Burlington- Interface | Collection Container/Tube: Preferred: Red-top Acceptable: Serum gel Submission Container/Tube: Plastic vial Specimen Volume: 1 mL serum Collection Instructions: 1. Within 2 hours of collection, centrifuge and aliquot 3 mL of serum into a plastic vial. 2. Send refrigerate. Min Volume: 0.3 mL (Note: This volume does not allow for repeat testing) | Serum: Refrigerated (preferred) 14 days\Ambient 14 days\Frozen 14 days | Monday through Friday | 2 to 4 days | 8 |  | Yes
FFTST | Testosterone, Free and Weakly Bound, With Total Testosterone, LC/MS-MS | 070282 | 104 | 84410 | LabCorp Burlington- Interface | Specimen Required: Collection Container/Tube: Preferred: Red top Acceptable: Serum gel Submission Container/tube: Plastic vial Specimen Volume: 2 mL Collection Instructions: 1. Draw blood in a plain red-top tube(s). 2. Within one hour of collection, centrifuge and aliquot 2 mL serum into a plastic vial. 3. Ship refrigerated. Specimen Minimum Volume 1.4 mL (does not allow for repeat testing) | Stability: Serum Refrigerated (preferred) 7 days Ambient 7 days | Daily | 4-6 days | 10 |  | Yes
FFTYC | Collagen Type II antibody | 015 | 121 | 83520 | IMMCO Diagnostics (Trinity Biotech) | Collection Container/Tube: Preferred: Plain Red tube Acceptable: SST tube Submission Container/Tube: Plastic vial Specimen Volume: 3 mL Collection Instructions: 1. Draw blood in a plain, red-top tube(s) or a serum-gel tube(s). 2. Centrifuge and send 3 mL of serum refrigerated in a plastic vial. Min Vol: 1 mL | Serum - Refrigerated (preferred) - 7 days Frozen - 365 days | Monday through Friday | 2 - 7 days | 18 |  | Yes
FFURO | Furosemide (Lasix) | 373 | 119.28 | 80299 | Medtox Laboratories, Inc. - Interface | Submit only 1 of the following specimens: Plasma Draw blood in a green-top (sodium heparin) tube(s), plasma gel tube is not acceptable. Spin down and send 1 mL sodium heparin plasma refrigerated in a plastic vial. Serum Draw blood in a plain red-top tube(s), serum gel tube is not acceptable. Spin down and send 1 mL of serum refrigerated in a plastic vial. Min Vol: 0.25 mL | Varies - Refrigerated (preferred) - 7 days Frozen - 180 days Ambient - 72 hours | Monday through Sunday | 7 days | 11 |  | Yes
FFVOX | Fluvoxamine (Luvox) | 272 | 83.26 | 80332 | Medtox Laboratories, Inc. - Interface | Submit only 1 of the following specimens: Plasma Draw blood in a green-top sodium heparin tube(s), plasma gel tube is not acceptable. Spin down and send 3mL of plasma refrigerated in a plastic vial. Serum Draw blood in a plain, red-top tube(s), serum gel tube is not acceptable. Spin down and send 3 mL of serum refrigerated in a plastic vial. Min Vol: 0.6 mL | Varies - Refrigerated (preferred) - 7 days Frozen - 180 days Ambient - 72 hours | Monday through Sunday | 3 days | 7 |  | Yes
FFWNC | Walnut Component rJug r 3 | 30287 | 91 | 86008 | Eurofins Viracor, Interface | Specimen Type: Serum Container/Tube: Red or SST Specimen Volume: 0.5 mL Collection Instructions: Draw blood in a plain red-top tube(s), serum gel tube is acceptable. Spin down and send 0.5 mL of serum refrigerated in a plastic vial. Min Vol: 0.5 mL | Serum - Refrigerated (preferred) - 28 days Frozen - 84 days Ambient - 28 days | Monday through Friday | 1 - 2 days | 6 |  | Yes
FG4FI | IgG4 Food Panel I | 402907P | 260 | 86001 X 10 | Eurofins Viracor, Interface | Draw blood in a plain red-top tube(s), serum gel tube(s) is acceptable. Spin down and send 1.5 mL of serum refrigerated in a plastic vial. Min Vol: 0.5 mL | Serum - Refrigerated (preferred) - 28 days Frozen - 365 days Ambient - 7 days | Monday, Wednesday, Friday | 2 - 3 days | 10 |  | No
FG4FP | IgG4 Food Panel VIII | 402914 | 170 | 86001 x 6 | Eurofins Viracor, Interface | Draw blood in a plain red-top tube(s), serum gel tube(s) is acceptable. Spin down and send 1 mL of serum refrigerated in a plastic vial. Min Vol: 1 mL | Serum - Refrigerated (preferred) - 28 days Frozen - 365 days Ambient - 7 days | Monday through Friday | 2 - 3 days | 6 |  | No
FGABA | Gabapentin, Urine | 81160 | 83.1 | 80307 | Medtox Laboratories, Inc. - Interface | Collect 10 mL random urine without preservatives. Ship refrigerated in a plastic container. Min Vol: 0.25 mL | Urine - Refrigerated (preferred) - 7 days Frozen - 180 days Ambient - 72 hours | Monday through Sunday | 5 days | 9 |  | Yes
FGAGA | Golimumab and Anti-Golimumab Antibody, DoseASSURE GOL | 504563 | 285 | 80299 82397 | Esoterix Endocrinology- Interface | Specimen Type: Serum Container/Tube: SST or Red Specimen Volume: 3 mL Collection Instructions: Draw blood in a serum gel tube(s), plain red-top tube(s) is acceptable. Serum must be separated from cells within 45 minutes of venipuncture. Spin down and send 3 mL of serum frozen in a plastic vial. To avoid delays in turnaround time when requesting multiple tests, please submit separate frozen specimens for each test requested. Min Vol: 1 mL (Note: This volume does not allow for repeat testing.) NOTE: High serum biotin concentrations in patients taking biotin supplements may cause an interference in this assay. Patients may be advised to stop biotin consumption at least 72 hours prior to sample collection. | Serum - Frozen (preferred) - 7 days Ambient - 7 days Refrigerated - 7 days | Tuesday | 5 to 12 days | 18 |  | Yes
FGAGM | Ganglioside (Asialo-GM1, GM1, GM2, GD1a, GD1b, and GQ1b) Antibodies | 0051033 | 310.4 | 83516 x 6 | ARUP Laboratories, Interface | Draw blood in a serum gel tube(s). Spin down and send 1 mL of serum refrigerated in a plastic vial. Min Vol: 0.3 mL | Serum SST - Refrigerated (preferred) - 14 days Frozen - 365 days | Monday, Wednesday, Friday | 1 - 4 days | 8 |  | Yes
FGANP | Ganciclovir, Plasma | 2154SP | 211 | 80299 | NMS Labs, Interface | ***Must submit one specimen per order. Specimens cannot be shared between multiple orders.*** Collection Container/Tube: EDTA (lavender top) or pink top Submission Container/Tube: Plastic preservative-free vial Specimen Volume: 1 mL Collection Instructions: Draw blood in EDTA (lavender top) or pink top tube(s). Plasma gel tube is not acceptable. Centrifuge and send 1 mL of plasma refrigerated in a preservative-free plastic vial. Min Vol: 0.5 mL | Plasma EDTA - Refrigerated (preferred) - 30 days Frozen - 120 days Ambient - 30 days | Monday-Sunday | 7 days | 11 |  | Yes
FGARG | Garlic IgG | 56020 | 49.8 | 86001 | Eurofins Viracor, Interface | Draw blood in a plain red-top tube(s), serum gel tube(s) is acceptable. Spin down and send 0.5 mL of serum refrigerated in a plastic vial. Min Vol: 0.5 mL | Serum - Refrigerated (preferred) - 28 days Frozen - 365 days Ambient - 7 days | Monday through Friday | 3 days | 7 |  | No
FGBP1 | Insulin-like Growth Factor-binding Protein-1 (IGFBP-1) | 140822 | 97 | 83520 | Esoterix Endocrinology- Interface | Collection container/tube: 5 mL Red Submission Container/Tube: Plastic vial Specimen Volume: 0.5 mL Acceptable: SST Collection Instructions: Draw blood in a plain red-top tube(s), serum gel tube is acceptable. Spin down within one hour and send 0.5 mL of serum frozen in a plastic vial. Min Vol: 0.1 mL Note: This volume does not permit repeat analysis. | Serum - Frozen (preferred) Refrigerated - 48 hours | Monday, Thursday | 6-12 days | 16 |  | Yes
FGFP2 | IgG4 Food Panel II | 402908P | 237.5 | 86001 x 9 | Eurofins Viracor, Interface | Draw blood in a plain red-top tube(s), serum gel tube(s) is acceptable. Spin down and send 1.5 mL of serum refrigerated in a plastic vial. Min Vol: 0.5 mL | Serum - Refrigerated (preferred) - 28 days Frozen - 365 days Ambient - 7 days | Monday through Friday | 2 - 3 days | 7 |  | No
FGGAG | Ganglioside GD1a Antibody (IgG) | 38916 | 115.25 | 83520 | Quest Diagnostics Nichols Institute- Interface | Specimen Type: Serum Container/Tube: Red or SST Specimen Volume: 1 mL Collections Instructions: Draw blood in a plain red-top tube(s), serum gel tube(s) is acceptable. Spin down and send 1 mL of serum refrigerated in a plastic vial. Min Vol: 0.2 mL | Serum - Refrigerated (preferred) - 7 days Frozen - 30 days | Monday, Wednesday | 3-8 days | 15 |  | Yes
FGGMC | Toxoplasma gondii Antibodies (IgG, IgM), ELISA, CSF | 10485 | 174.85 | 86777-IgG 86778-IgM | Quest Diagnostics (IFD) | Specimen Type: Spinal Fluid Sources: CSF Container/Tube: Sterile container Specimen Volume: 1 mL Collection Instructions: Submit 1 mL of spinal fluid (CSF) in a sterile, plastic screw-cap vial. Refrigerate specimen after collection and ship at refrigerate temperature. Min Vol: 0.5 mL | CSF - Refrigerated (preferred) - 14 days Frozen - 30 days Ambient - 7 days | Tuesday, Friday | 1-6 days | 10 |  | Yes
FGHRH | Growth Hormone Releasing Hormone (GH-RH, also known as GHRF or GRF) | GHRH | 245 | 83520 | Inter Science Institute | Patient preparation: Patient should not be on any medications that may influence pituitary secretion. Specimen Type: Serum Collection Container/Tube: Preferred: Red top Acceptable: SST Submission Container/Tube: Plastic vial Specimen Volume: 3 mL Collection Instructions: 1. Draw blood in a plain, red-top tube(s), serum-gel tube(s) is acceptable. 2. Centrifuge and aliquot 3 mL of serum into a plastic vial. 3. Send frozen. Specimen Minimum Volume 1 mL | Serum: Frozen 180 days | Monday through Friday | 10 days | 14 |  | No
FGHSP | Gamma-Hydroxybutyric Acid (GHB), Serum/Plasma | 19250 |  | 80307 | Medtox Laboratories, Inc. - Interface | Submit only 1 of the following specimens: Serum Specimen Type: Serum Container/Tube: red-top tube(s) Specimen Volume: 5 mL Collection Instructions: Draw blood in a plain red-top tube(s), serum gel tube is not acceptable. Spin down and send 5 mL of serum refrigerated in a plastic vial. Min Vol: 1.2 mL Plasma Specimen Type: Plasma Container/Tube: green-top (sodium heparin) Specimen Volume: 5 mL Collection Instructions: Draw blood in a green-top (sodium heparin) tube(s), plasma gel tube is not acceptable. Spin down and send 5 mL of sodium heparin plasma refrigerated in a plastic vial. Min Vol: 1.2 mL Min Vol: 1.2 mL | Varies - Refrigerated (preferred) - 7 days Frozen - 180 days Ambient - 72 hours | Monday through Sunday | 5 days | 9 | Screen: $108.50 Gamma-Hydroxybutric Acid Confirmation (FGHA) (if appropriate): $35.00 | Yes
FGHSU | Gamma-Hydroxybutyric Acid (GHB), Urine | 19255 |  | 80307 | Medtox Laboratories, Inc. - Interface | Collect 10 mL random urine without preservatives. Ship refrigerated in a plastic container. Min Vol: 1.2 mL | Urine - Refrigerated (preferred) - 14 days Frozen - 180 days Ambient - 72 hours | Monday through Sunday | 5 days | 9 | Screen: $108.50 Gamma-Hydroxybutyric Acid Confirmation (if appropriate): $55.13 | Yes
FGHTP | Ghrelin Total (Plasma) | GHRL | 280 | 83519 | Inter Science Institute | Patient Preparation: 1. Patient should be fasting 10 to 12 hours prior to collection of specimen. 2. Patient should not be on any medications or supplements that may influence Cholecystokinin (CCK), Glucose, Growth Hormone, Insulin and/or Somatostatin levels, if possible, for at least 48 hours prior to specimen collection. Supplies: Special ISI GI preservative plasma tube T125 Container/Tube: Collection: Special ISI GI preservative plasma tube (T125). Submission Container/Tube: Plastic vial Specimen Volume: 3 to 5 mL Collection Instructions: 1. Draw 10 mL of blood in special ISI GI preservative plasma tube (T125). 2. Centrifuge specimen in refrigerated centrifuge as soon as possible. 3. Send 3 to 5 mL plasma frozen. | GI Plasma - Frozen (preferred) - 180 days | Monday through Friday | 3 to 5 days | 9 |  | No
FGLIP | Glipizide (Glucotrol) | 412 | 87.86 | 80299 | Medtox Laboratories, Inc. - Interface | Submit only 1 of the following specimens: Plasma Draw blood in a green-top (sodium heparin) tube(s), plasma gel tube is not acceptable. Spin down and send 2 mL sodium heparin plasma refrigerated in a plastic vial. Serum Draw blood in a plain red-top tube(s), serum gel tube is not acceptable. Spin down and send 2 mL of serum refrigerated in a plastic vial. Min Vol: 0.3 mL | Varies - Refrigerated (preferred) - 14 days Frozen - 180 days Ambient - 72 hours | Monday through Sunday | 7 days | 10 |  | Yes
FGLMA | GlycoMark | 500115 | 85 | 84378 | Esoterix Endocrinology- Interface | Submit only 1 of the following specimens: Serum Draw blood in a plain red-top tube(s), serum gel tube is acceptable. Spin down and send 1 mL of serum ambient in a plastic vial. Plasma Draw blood in a lavender-top (EDTA) tube(s). Spin down and send 1 mL of EDTA plasma ambient in a plastic vial. Min Vol: 0.75 mL Note: This volume does not allow for repeat testing. | Varies - Ambient (preferred) - 7 days Refrigerated - 14 days Frozen - 14 days | Monday through Friday | 3-5 days | 12 |  | Yes
FGLUT | Gluten IgG | 53620 | 49.8 | 86001 | Eurofins Viracor, Interface | Collection Container/Tube: Preferred: Red top Acceptable: Serum gel Submission Container/tube: Plastic vial Specimen Volume: 0.5 mL Serum Collection Instructions: 1. Centrifuge and aliquot 0.5 mL of serum into a plastic vial. 2. Send refrigerate. Min Vol: 0.5 mL | Serum - Refrigerated (preferred) - 28 days Frozen - 365 days Ambient - 7 days | Monday through Friday | 3 days | 7 |  | No
FGNDR | Gonadotropin Releasing Hormone (Gn-RH, Luteinizing Hormone-Releasing Hormone LH-RH) | GNRH | 260 | 83727 | Inter Science Institute | Patient Preparation: Patient should not be on any Steroids, ACTH, Gonadotropin, or Estrogen medications, if possible, for at 48 hours prior to collection of specimen. Collection Container/Tube: Preferred: Red Top Acceptable: Serum gel or EDTA Submission Container/Tube: Plastic vial Specimen Volume: 3 mL Collection Instructions: 1. Draw blood in plain red-top tube(s), serum gel tube(s) or EDTA is acceptable. 2. Centrifuge and aliquot 3 mL serum in a plastic vial. 3. Send frozen. | Serum Frozen (preferred) 180 days Refrigerated 7 days | Monday through Friday | 7 days | 11 |  | No
FGORG | Turkey IgG | 55120 | 49.8 | 86001 | Eurofins Viracor, Interface | Draw blood in a plain red-top tube(s), serum gel tube(s) is acceptable. Spin down and send 0.5 mL of serum refrigerated in a plastic vial. Min Vol: 0.5 mL | Serum - Refrigerated (preferred) - 28 days Frozen - 365 days Ambient - 7 days | Monday through Friday | 3 days | 7 |  | No
FGPE | Gelatin Porcine IgE | 35610S | 44.36 | 86003 | Eurofins Viracor, Interface | Collection Container/Tube: Preferred: Red top Acceptable: Serum gel Submission Container/Tube: Plastic vial Specimen Volume: 0.5 mL Serum Collection Instructions: 1. Centrifuge and aliquot 0.5 mL of serum into a plastic vial. 2. Send refrigerate. Min Vol: 0.5 mL | Serum - Refrigerated (preferred) - 28 days Frozen - 28 days Ambient - 28 days | Monday through Friday | 2 to 3 days | 7 |  | Yes
FGRPG | Grape IgG | 57320 | 49.8 | 86001 | Eurofins Viracor, Interface | Draw blood in a plain red-top tube(s), serum gel tube(s) is acceptable. Spin down and send 0.5 mL of serum refrigerated in a plastic vial. Min Vol: 0.5 mL | Serum - Refrigerated (preferred) - 28 days Frozen - 365 days Ambient - 7 days | Monday through Friday | 3 days | 7 |  | No
FGTEA | Tea IgG | 53020 | 49.8 | 86001 | Eurofins Viracor, Interface | Collection Container/Tube: Preferred: Red Top Acceptable: Serum gel Submission Container/tube: Plastic vial Specimen Volume: 0.5 mL Collection Instructions: 1. Draw blood in a plain red-top tube(s), serum gel tube(s) is acceptable. 2. Centrifuge and aliquot 0.5 mL of serum into a plastic vial. 3. Send refrigerate. Min Vol: See Specimen Required | Serum - Refrigerated (preferred) - 28 days Frozen - 365 days Ambient - 7 days | Monday through Friday | 3 days | 7 |  | No
FGTIA | Tiagabine (Gabitril), Serum | 409 | 88.66 | 80199 | Medtox Laboratories, Inc. - Interface | Draw blood in a plain red-top tube(s), serum gel tube is not acceptable. Spin down and send 3 mL of serum refrigerated in a plastic vial. Min Vol: 0.6 mL | Serum Red - Refrigerated (preferred) - 14 days Frozen - 180 days Ambient - 72 hours | Monday through Sunday | 2 days | 6 |  | Yes
FGUMX | Gum Xanthan IgE | 90010E | 56.06 | 86003 | Eurofins Viracor, Interface | Collection Container/Tube: Preferred: Red top Acceptable: Serum gel Submission Container/Tube: Plastic vial Specimen Volume: 0.5 mL Serum Collection Instructions: 1. Centrifuge and aliquot 0.5 mL of serum into a plastic vial. 2. Send refrigerate. Min Vol: 0.5 mL | Serum - Refrigerated (preferred) - 28 days Frozen - 28 days Ambient - 28 days | Monday through Friday | 2 to 3 days | 7 |  | Yes
FH7AB | Herpesvirus 7 Antibody Panel (IgG, IgM), IFA | 10937 | 244.06 | 86790 x 2 | Quest Diagnostics (IFD) | Collection Container/Tube: Preferred: Red top Acceptable: Serum gel Submission Container/Tube: Plastic vial Specimen Volume: 1 mL Serum Collection Instructions: 1. Centrifuge and aliquot 1 mL serum into a plastic vial. 2. Send refrigerate. Min Vol: Serum: 0.5 mL | Serum Refrigerated (preferred) 14 days Ambient 7 days Frozen 30 days | Thursday | 1 to 7 days | 3 to 14 days |  | Yes
FHACK | Hackberry (Celtis occidentalis) IgE | 67610S | 44.36 | 86003 | Eurofins Viracor, Interface | Collection Container/Tube: Preferred: Red top Acceptable: Serum gel Submission Container/Tube: Plastic vial Specimen Volume: 0.5 mL Serum Collection Instructions: 1. Centrifuge and aliquot 0.5 mL of serum into a plastic vial. 2. Send refrigerate. Min Vol: 0.5 mL | Serum - Refrigerated (preferred) - 28 days Frozen - 28 days Ambient - 28 days | Monday through Friday | 1 to 2 days | 6 |  | Yes
FHADE | Haddock (Melanogrammus aeglefinus) IgE | 57210S | 44.36 | 86003 | Eurofins Viracor, Interface | Collection Container/Tube: Preferred: Red top Acceptable: Serum gel Submission Container/Tube: Plastic vial Specimen Volume: 0.5 mL Serum Collection Instructions: 1. Centrifuge and aliquot 0.5 mL of serum into a plastic vial. 2. Send refrigerate. Min Vol: 0.5 mL | Serum - Refrigerated (preferred) - 28 days Frozen - 28 days Ambient - 28 days | Monday through Friday | 1 to 2 days | 6 |  | Yes
FHALG | Halibut IgG | 42620 | 49.8 | 86001 | Eurofins Viracor, Interface | Draw blood in a plain, red-top tube(s), serum gel tube(s) is acceptable. Spin down and send 0.5 mL of serum refrigerated in a plastic vial. Min Vol: 0.5 mL | Serum - Refrigerated (preferred) - 28 days Frozen - 365 days Ambient - 7 days | Monday through Friday | 3 days | 7 |  | No
FHAM | Human Anti-mouse Antibody (HAMA) | 1468 | 247.02 | 83520 | Quest Diagnostics Nichols Institute- Interface | Draw blood in a plain, red-top tube(s), serum gel tube is not acceptable. Spin down and send 2 mL of serum frozen in a plastic vial. Min Vol: 0.5 mL | Serum Red - Frozen (preferred) - 90 days | Thursday | 7 - 14 days | 25 |  | No
FHBG | Hepatitis B Virus Genotyping | 2001567 | 385 | 87912 | ARUP Laboratories, Interface | Specimen Type: Plasma Collection Container/Tube: EDTA (lavender or pink top) Submission Container/Tube: Plastic vial Specimen Volume: 2 mL Plasma Collection Instructions: 1.Centrifuge and aliquot 2 mL plasma into a plastic vial. 2. Send frozen. Additional Information: This test may be unsuccessful if the HBV Viral load is less than log 3.0 or 1000 IU/mL of plasma. Min Volume: Plasma: 0.5 mL | Plasma EDTA - Frozen (preferred) - 42 days Ambient - 72 hours Refrigerated - 7 days | Tuesday, Friday | 10 days | 21 |  | Yes
FHC18 | 18-Hydroxycorticosterone, Serum | 500778 | 169 | 82542 | Esoterix Endocrinology- Interface | Preferred: Red top Acceptable: SST Submission Container/Tube: Plastic vial Specimen Volume: 3 mL Collection Instructions: 1. Draw blood in a plain red-top tube(s), serum gel tube(s) is acceptable. 2. Serum must be separated from cells within 45 minutes of venipuncture. Centrifuge and send 3 mL of serum frozen in a plastic vial. Min Vol: 1 mL (NOTE: Minimum volume does not allow for repeat analysis.) | Serum - Frozen (preferred) - 90 days Ambient - 24 hours Refrigerated - 24 hours | Monday | 7 - 12 days | 16 |  | Yes
FHCC1 | Hazelnut Component rCor a 1 | 30282 | 91 | 86008 | Eurofins Viracor, Interface | Specimen Type: Serum Container/Tube: Red or SST Specimen Volume: 0.5 mL Collection Instructions: Draw blood in a plain red-top tube(s), serum gel tube is acceptable. Spin down and send 0.5 mL of serum refrigerated in a plastic vial. Min Vol: 0.5 mL | Serum - Refrigerated (preferred) - 28 days Frozen - 365 days Ambient - 28 days | Monday through Friday | 1-2 days | 6 |  | Yes
FHCCF | THC Confirmation, MS, SP | 700855 | 163.42 | 80349 G0480 (if appropriate) | Medtox Laboratories, Inc. - Interface | Submit only 1 of the following specimens: Serum: Draw blood in a plain, red-top tube(s), serum gel tube is not acceptable. Spin down and send 5mL of serum refrigerated in plastic vial. Plasma: Draw blood in a green-top (sodium heparin) tube(s), plasma gel tube is not acceptable. Spin down and send 5 mL sodium heparin plasma refrigerated in plastic vial. Min Vol: 2 mL | Varies - Refrigerated (preferred) - 14 days Frozen - 180 days |  | 5 days | 9 |  | Yes
FHEAV | Tree of Heaven (Ailanthus spp) IgE | 65210E | 56.06 | 86003 | Eurofins Viracor, Interface | Collection Container/Tube: Preferred: Red top Acceptable: Serum gel Submission Container/Tube: Plastic vial Specimen Volume: 0.5 mL Serum Collection Instructions: 1. Centrifuge and aliquot 0.5 mL of serum into a plastic vial. 2. Send refrigerate. Min Vol: 0.5 mL | Serum - Refrigerated (preferred) - 28 days Frozen - 28 days Ambient - 28 days | Monday through Friday | 2 to 3 days | 7 |  | Yes
FHEX | Hexagonal Phase Phospholipid (HPP) | 117838 | 145.3 | 85598 | LabCorp Burlington- Interface | Patient Preparation: Ideally, the patient should not be on anticoagulant therapy. Avoid warfarin (Coumadin) therapy for two weeks prior to the test and heparin, direct Xa, and thrombin inhibitor therapies for about three days prior to testing. Do not draw from an arm with a heparin lock or heparinized catheter. Specimen Type: Citrated plasma Collection Container/Tube: Light-blue top (3.2% sodium citrate) Submission Container/Tube: Plastic vial Specimen Volume: 1 mL Plasma Collection Instructions: 1. Draw blood in a blue-top tube containing 3.2% buffered sodium citrate. 2. Mix immediately by gentle inversion at least six times to ensure adequate mixing of the anticoagulant with the blood. 3. Centrifuge for 10 minutes and remove 2/3 of the plasma using a plastic transfer pipette, being careful not to disturb the cells. 4. Transfer to a plastic transport tube, cap, and centrifuge again for 10 minutes. 5. Use a second plastic pipette to remove the plasma, staying clear of the platelets at the bottom of the tube. 6. Transfer the plasma into a plastic vial and freeze immediately. 7. Send frozen. Note: Critical frozen. Separate specimens must be submitted when multiple tests are ordered. Min vol: Plasma 1 mL | Plasma Na Cit Frozen: 28 days | Monday through Sunday | 2 to 3 days |  | No additional fees for reflex tests: FHEXN and FHEXP | Yes
FHHV6 | Herpes Virus 6 (HHV-6) DNA, Qualitative Real-Time PCR | 43160 | 270.96 | 87532 | Quest Diagnostics (IFD) | Container/Tube: Lavender-top (EDTA) Specimen Volume: 1 mL Collection Instructions: Draw blood in lavender-top (EDTA) tube(s) and send 1 mL of whole blood refrigerated. Min Vol: 0.5 mL | Whole blood - Refrigerated (preferred) - 7 days Frozen - 30 days Ambient - 48 hours | Monday through Sunday | 1-2 days | 6 |  | Yes
FHI24 | Histamine, 24-Hour Urine | 4946 | 168.18 | 83088 | Quest Diagnostics Nichols Institute- Interface | Patient Preparation: Avoid direct sunlight. Patient should refrain from taking allergy causing drugs, antihistamines, oral corticosteroids, and substances which block H2 receptors for at least 24 hours prior to specimen collection. Specimen Type: Urine Submission Container/Tube: Plastic, 10-mL tube (T068) Specimen Volume: 4 mL Collection Instructions: 1. Collect urine for 24 hours, with 10 mL 6N HCL preservative. 2. Avoid direct sunlight during the 24-hour collection. 3. Send specimen refrigerated in the plastic, 10-mL urine tube (T068). 4. Collection volume and duration are required. Min Vol: 2 mL | Urine - Refrigerated (preferred) - 14 days Frozen - 14 days Ambient - 48 hours | Tuesday, Friday | 3 to 5 days | 11 |  | Yes
FHIPP | Toluene as Hippuric Acid, Occupational Exposure, Urine | 71201 | 94.58 | 83921/Organic acid, single, quantitative 82570/Creatinine, other source | Medtox Laboratories, Inc. - Interface | 10 mL aliquot of random or spot urine collected at end of shift. Send specimen refrigerated. Tubes should be filled to prevent loss of volatile compound into headspace. Min Vol: 1.2 mL | Urine - Refrigerated (preferred) - 14 days Frozen - 180 days | Monday through Sunday | 7 days | 8 |  | Yes
FHLAA | HLA A High Resolution | 2324 | 522 | 81380 | Versiti Wisconsin, Inc. (Formerly BloodCenter) | Histocompatibility Lab Transplant Testing Requisition is required. Draw blood in a lavender-top (EDTA) tube(s). Send 14 mL of EDTA whole blood at ambient temperature. Min Vol: 5 mL | Whole Blood EDTA - Ambient (preferred) - 14 days | Varies | 5 - 7 days | 11 |  | Yes
FHLAB | HLA B High Resolution | 2325 | 522 | 81380 | Versiti Wisconsin, Inc. (Formerly BloodCenter) | Histocompatibility Lab Transplant Testing Requisition is required. Draw blood in a lavender-top (EDTA) tube(s). Send 14 mL of EDTA whole blood at ambient temperature. Min Vol: 5 mL | Whole Blood EDTA - Ambient (preferred) - 14 days | Varies | 5 - 7 days | 11 |  | Yes
FHLAC | HLA C High Resolution | 2326 | 522 | 81380 | Versiti Wisconsin, Inc. (Formerly BloodCenter) | Histocompatibility Lab Transplant Testing Requisition is required. Draw blood in a lavender-top (EDTA) tube(s). Send 14 mL of EDTA whole blood at ambient temperature. Min Vol: 5 mL | Whole Blood EDTA - Ambient (preferred) - 14 days | Varies | 5 - 7 days | 11 |  | Yes
FHLCA | Immunoglobulin A (IgA) Heavy and Light Chain (HLC) Pairs, Kappa and Lambda with Ratio | 123540 | 318.5 | 83521 x 2 | LabCorp Burlington- Interface | Specimen Required Collection Container/Tube: Red top or serum gel Submission Container/Tube: Plastic vial Specimen Volume: 0.75 mL serum Collection Instructions: 1. Centrifuge immediately after coagulation (30 minutes) to prevent hemolysis. 2. Aliquot 0.75 mL of serum into a plastic vial. 3. Send refrigerate. Specimen Minimum Volume Serum: 0.5 mL | Serum - Refrigerated (preferred) - 14 days Frozen - 14 days Ambient - 14 days | Tuesday, Friday | 4 to 6 days | 10 |  | Yes
FHLCG | Immunoglobulin G (IgG) Heavy and Light Chain (HLC) Pairs, Kappa and Lambda with Ratio | 123550 | 318.5 | 83521 x 2 | LabCorp Burlington- Interface | Collection Container/Tube: Red top or serum gel Submission Container/Tube: Plastic vial Specimen Volume: 0.75 mL serum Collection Instructions: 1. Centrifuge immediately after coagulation (30 minutes) to prevent hemolysis. 2. Aliquot 0.75 mL of serum into a plastic vial. 3. Send refrigerate Min Vol: 0.5 mL | Serum - Refrigerated (preferred) - 14 days Frozen - 14 days Ambient - 14 days | Tuesday, Friday | 4 to 6 days | 9 |  | Yes
FHOBG | Venom Honey Bee IgG | 402901P | 57.5 | 86001 | Eurofins Viracor, Interface | Draw blood in a plain red-top tube(s), serum gel tube(s) is acceptable. Spin down and send 0.5 mL of serum refrigerated in a plastic vial. Min Vol: 0.5 mL | Serum - Refrigerated (preferred) - 28 days Frozen - 365 days Ambient - 7 days | Monday through Friday | 2 - 3 days | 7 |  | Yes
FHORS | Horseradish (Armoracia rusticana/A.lapathifolia)IgE | 40710S | 44.36 | 86003 | Eurofins Viracor, Interface | Collection Container/Tube: Preferred: Red top Acceptable: Serum gel Submission Container/Tube: Plastic vial Specimen Volume: 0.5 mL Serum Collection Instructions: 1. Centrifuge and aliquot 0.5 mL of serum into a plastic vial. 2. Send refrigerate. Min Vol: 0.5 mL | Serum - Refrigerated (preferred) - 28 days Frozen - 28 days Ambient - 28 days | Monday through Friday | 2 to 3 days | 7 |  | Yes
FHPL | Human Placental Lactogen (HPL) | FHPL | 133 | 83632 | BioAgilytix Diagnostics | Specimen Type: Serum Container/Tube: Red Top Specimen Volume: 1 mL Collection Instructions: Draw blood in a red top tube(s). Separate and send 1 mL of serum frozen. Min Vol: 0.5 mL | Serum Red - Frozen (preferred) - 90 days | Thursday | 1-7 days | 11 |  | No
FHSAG | MVista Histoplasma Ag Quantitative, Spinal Fluid | 310 | 131.1 | 87385 | MiraVista Diagnostics | Specimen Type: Spinal Fluid Sources: CSF Container/Tube: Sterile container Specimen Volume: 0.8 mL Collection Instructions: Collect 0.8 mL of spinal fluid (CSF). Ship refrigerated, 0.8 mL of spinal fluid. Send specimen in a plastic, screw-capped vial refrigerated. Min Vol: 0.8 mL | CSF - Refrigerated (preferred) - 14 days Frozen Ambient - 14 days | Monday through Saturday | 1 day | 5 |  | Yes
FHSPL | Histamine Plasma | 1136 | 130 | 83088 | Eurofins Viracor, Interface | Collection Container/Tube: Lavender top (EDTA) Submission Container/Tube: Plastic vial Specimen Volume: 1 mL Plasma Collection Instructions: 1. Immediately place specimen on ice. 2. Centrifugation should be performed within 20 minutes of collection at 900 x g for 10 minutes at 4 degrees C. 3. Carefully remove 1 mL of EDTA plasma from the upper part of the tube and place in a plastic vial. 4. Send frozen. Min Vol: Plasma 0.5 mL | Plasma EDTA - Frozen (preferred) - 28 days | Tuesday and Thursday | 2 to 3 days | 11 |  | Yes
FHSSE | Helminthosporium sativum/Drechslera IgE | 79510E | 56.06 | 86003 | Eurofins Viracor, Interface | Collection Container/Tube: Preferred: Red top Acceptable: Serum gel Submission Container/tube: Plastic vial Specimen Volume: 0.5 mL Serum Collection Instructions: 1. Centrifuge and aliquot 0.5 mL of serum into a plastic vial. 2. Send refrigerated. Min Vol: 0.5 mL | Serum - Refrigerated (preferred) - 28 days Frozen - 28 days Ambient - 28 days | Monday through Friday | 2 to 3 days | 7 |  | Yes
FHST | MVista Histoplasma Ag Quantitative EIA | 310 | 131.1 | 87385 | MiraVista Diagnostics | Submit only 1 of the following specimens: Bronchial Washing Collect 2 mL of Bronchial Washing in leak proofed container. Ship refrigerate. Required: 1. Label specimen appropriately (Bronchial Washing) Body Fluid Collect 2 mL of Body Fluid in leak proofed container. Ship refrigerate. Required: 1. Label specimen appropriately (Type of Body Fluid) Note: MiraVista will test most body fluids with the following disclaimer: The reference range and other method performance specifications have not been established for this test in this type of Body Fluid. The test results should be integrated into the clinical context for interpretation. Note: Minimum volume does not allow for repeats. Min Vol: 0.5 mL | Varies - Refrigerated (preferred) - 14 days Frozen Ambient - 14 days | Monday through Saturday | 1 day | 5 |  | Yes
FHSTW | Histamine, Whole Blood | 0070037 | 108 | 83088 | ARUP Laboratories, Interface | Specimen Type: Whole Blood Collection Container/Tube: Preferred: Green top (sodium heparin) Acceptable: Green top (lithium heparin) Submission Container/Tube: Plastic vial Specimen Volume: 1 mL Collection Instructions: 1. Draw blood in a green-top tube (sodium or lithium heparin). 2. Aliquot 1 mL well mixed whole blood into a plastic vial. 3. Freeze specimen. NOTE: Critical frozen. Separate samples must be submitted when multiple tests are ordered. Min Vol: 0.5 mL | WB Heparin - Frozen (preferred) - 180 days | Monday, Thursday | 1 - 5 days | 11 |  | Yes
FHTGF | Human Transforming Growth Factor beta 1 (TGF-b1) | FHTGF | 100 | 83520 | BioAgilytix Diagnostics | Specimen Type: Platelet-free Plasma Container/Tube: lavender top EDTA Specimen Volume: 1 mL Collection Instructions: Draw blood in a lavender top (EDTA) tube(s). Following centrifuge instructions below, spin down and send 1 mL platelet-free plasma frozen in plastic vial. Centrifuge for 15 minutes at 1000 x g within 30 minutes of collection. Centrifuge plasma again at 3000 x g for 10 minutes for complete platelet removal. Freeze at -20 degrees C or below. For fixed speed centrifuges such as 645e: Collect in lavender top tube using EDTA as an anticoagulant. Centrifuge 3 times for 10 minutes at 1600 x g while decanting the plasma each time before the next spin within 30 minutes of collection. Freeze at -20 degrees C or below. Min Vol: 0.25 mL | Plasma EDTA - Frozen (preferred) - 14 days | Varies, 2 days per week | 4 days | 8 |  | Yes
FHTL | HTLV I/II DNA, Qualitative Real-Time PCR | 4220 | 275.43 | 87798 x 2 | Quest Diagnostics (IFD) | Collection Container/Tube: Preferred: Lavender-top (EDTA) Specimen Volume: 1 mL Collection Instructions: Draw blood in a lavender-top (EDTA) tube(s). Send 1 mL EDTA whole blood refrigerate. Min Vol: 0.5 mL | Whole blood - Refrigerated (preferred) - 7 days Frozen - 30 days Ambient - 48 hours | Monday through Sunday | 1-2 days | 6 |  | Yes
FHV7P | Herpesvirus 7 (HHV-7) DNA, Quantitative Real-Time PCR | 19727 | 335 | 87799 | Quest Diagnostics (IFD) | Submit only 1 of the following specimens: Source is required Whole Blood Specimen Type: Whole Blood Container/Tube: Lavender-top (EDTA) Specimen Volume: 1 mL Collection Information: Draw blood in a lavender-top (EDTA) tube(s) and send 1 mL whole blood refrigerated (DO NOT FREEZE). Stability: Ambient 48 hours; Refrigerated 7 days Serum Specimen Type: Serum Container/Tube: Red-top Submission Container/Tube: 12x75 mm screw-capped vial Specimen Volume: 1 mL Collection Instructions: Draw blood in a plain red-top tube(s). Spin down and send 1 mL serum in a plastic, screw-capped vial. Send specimen refrigerated. Stability: Ambient 48 hours; Refrigerated 7 days; Frozen 30 days Plasma Collection Container/Tube: Lavender-top (EDTA) Submission Container/Tube: 12x75 mm screw-capped vial Specimen Volume: 1 mL Collection Instructions: Draw blood in a lavender-top (EDTA) tube(s). Spin down and transfer 1 mL EDTA plasma into a plastic screw-capped vial. Send specimen refrigerated. Stability: Ambient 48 hours; Refrigerated 7 days; Frozen 30 days Min Vol: 0.3 mL | Varies - Refrigerated (preferred) - 7 days Ambient - 48 hours | Monday through Sunday | 1 day | 5 |  | Yes
FHV8P | Herpesvirus 8 (HHV-8) DNA, Quantitative Real-Time PCR | 19798 | 348.09 | 87799 | Quest Diagnostics (IFD) | Submit only 1 of the following specimens: Whole Blood Specimen Type: Whole Blood Container/Tube: Lavender-top (EDTA) or yellow-top (ACD) Specimen Volume: 1 mL Collection Instructions: Draw blood in a lavender-top (EDTA) tube(s) or yellow-top (ACD) tube(s) and send 1 mL whole blood refrigerated. Stability: Ambient 48 hours; Refrigerated 7 days: Frozen 30 days Serum Specimen Type: Serum Collection Container/Tube: Red-top Submission Container/Tube: 12x75 mm screw-capped vial Specimen Volume: 1 mL Collection Instructions: Draw blood in a plain red-top tube(s). Spin down and send 1 mL serum in a plastic, screw-capped vial. Send specimen refrigerated. Stability: Ambient 48 hours; Refrigerated 7 days, Frozen 30 days Plasma Collection Container/Tube: yellow-top (ACD), lavender-top (EDTA), or PPT (white-top) tube Submission Container/Tube: 12x57 mm screw-capped vial Specimen Volume: 1 mL Collection Instructions: Draw blood in a yellow-top (ACD) or lavender-top (EDTA) tube(s). Spin down and transfer 1 mL ACD or EDTA plasma into a plastic, screw-capped vial. Send specimen refrigerated. Stability: Ambient 48 hours; Refrigerated 7 days; Frozen 30 days Min Vol: 0.5 mL | Varies - Refrigerated (preferred) - 7 days Frozen - 30 days Ambient - 48 hours | Monday through Sunday | 1 to 2 days | 6 |  | Yes
FHVGM | Hantavirus Antibody (IgG, IgM) | 37547 | 173.73 | 86790 x 2 | Quest Diagnostics (IFD) | Container/Tube: Preferred: Red top tube Acceptable: Serum gel tube Specimen Volume: 0.5 mL Collection Instructions: Draw blood in a plain red-top tube(s), serum gel tube(s) is acceptable. Spin down and send 0.5 mL of serum refrigerated in a plastic vial. Min Vol: 0.50 mL | Serum - Refrigerated (preferred) - 14 days Frozen - 30 days Ambient - 7 days | Wednesday | 1 - 7 days | 14 |  | Yes
FHZCP | Hazelnut Component Panel | 403570P | 259 | 86008 x 4 | Eurofins Viracor, Interface | Specimen Type: Serum Container/Tube: Red or SST Specimen Volume: 1 mL Collection Instructions: Draw blood in a plain red-top tube(s), serum gel tube(s) is acceptable. Spin down and send 1 mL of serum refrigerated in a plastic vial. Min Vol: 0.5 mL | Serum - Refrigerated (preferred) - 28 days Frozen - 365 days Ambient - 28 days | Monday through Friday | 1-2 days | 7 |  | Yes
FIAAB | IA2 Autoantibodies | 141531 | 70 | 86341 | Esoterix Endocrinology- Interface | Collection Container/Tube: Preferred: Serum gel Acceptable: Red top Submission Container/tube: Plastic vial Specimen Volume: 1 mL Collection Instructions: 1. With 24 hours of collection, centrifuge and aliquot 1 mL of serum into a plastic vial. 2. Freeze immediately after separation and send frozen. Min Vol: 0.5 mL (Note: Minimum volume does not allow for repeat analysis) | Frozen (preferred) 107 days Ambient 72 hours Refrigerated 72 hours | Varies | 5 to 10 days | 14 |  | No
FIBUP | Ibuprofen (Motrin, Advil, Nuprin), serum | 58 | 68.75 | 80329 | Medtox Laboratories, Inc. - Interface | Submit only 1 of the following specimens: Plasma Draw blood in a green-top (sodium heparin) tube(s), plasma gel tube is not acceptable. Spin down and send 1 mL sodium heparin plasma refrigerated in plastic vial. Serum Draw blood in a plain red-top tube(s), serum gel tube is not acceptable. Spin down and send 1 mL of serum refrigerated in plastic vial. Min Vol: 0.25 mL | Varies - Refrigerated (preferred) - 7 days Frozen - 180 days Ambient - 72 hours | Tuesday, Thursday, Saturday | 3 days | 9 |  | Yes
FIERA | IgE Receptor Antibody | CD203 | 192.3 | 88184 88185 x 2 | National Jewish Health- Interface | Collection Container/Tube: Red top or serum gel Submission Container/Tube: Plastic vial Specimen Volume: 1.5 mL Serum Collection Instructions: 1. Immediately centrifuge and aliquot 1.5 mL serum into a plastic vial. 2. Send frozen Min Vol: 0.5 mL | Serum - Frozen (preferred) - 365 days Ambient - 48 hours Refrigerated - 7 days | Monday, Thursday | 7 to 9 days | 14 |  | Yes
FIFLC | Immunofixation with Free Light Chains, Quantitative, Urine | 3002104 | 218 | 84156 86335 83521 x 2 | ARUP Laboratories, Interface | Specimen Type: Urine Submission Container/Tube: Two 4-mL plastic aliquot tube(s) Specimen Volume: 8 mL (Two 4-mL plastic aliquot tube(s)) Collection Instructions: 1. Collect urine for 24 hours (NO preservative). 2. Refrigerate specimen during the 24-hour collection. 3. Send specimen refrigerate in Two 4-mL plastic aliquot tube(s) 4. Collection volume and duration are required Min Vol: 4 mL (2 vials 2 mL each) | Urine - Refrigerated (preferred) - 21 days Frozen - 180 days | Sunday through Saturday | 1-5 days | 9 |  | Yes
FIFNY | Interferon-gamma (IFN-y) Serum | 1271 | 152.95 | 83520 | Eurofins Viracor, Interface | Specimen Type: Serum Collection Container/Tube: Red or SST Submission Container/Tube: Plastic vial Specimen Volume: 1 mL Collection Instructions: Draw blood in a plain red-top tube(s), serum gel tube(s) is acceptable. Spin down and send 1 mL of serum frozen in a plastic vial. Min Vol: 1 mL | Serum - Frozen (preferred) - 365 days | Monday, Wednesday, Friday | 3 - 5 days | 11 |  | Yes
FIGF1 | IGF-1, LC/MS | 16293 | 62.5 | 84305 | Quest Diagnostics Nichols Institute- Interface | Collection Container/Tube: Preferred: Red top Acceptable: Serum gel Submission Container/Tube: Plastic vial Specimen Volume: 0.5 mL Serum Collections Instructions: 1. Centrifuge and aliquot 0.5 mL of serum into a plastic vial. 2. Send refrigerate. Specimen Minimum Volume Serum: 0.3 mL | Serum: Refrigerated (preferred) 7 days\ Frozen 60 days | Monday through Sunday | 1 to 4 days | 8 |  | Yes
FIL2M | Interleukin 2 | 0051588 | 130 | 83520 | ARUP Laboratories, Interface | Serum Draw blood in a plain red-top tube(s), serum gel tube(s) is acceptable. Spin down and send 1 mL of serum frozen in a plastic vial. Separate specimens must be submitted when multiple tests are ordered. Note: Cytokine levels may demonstrate diurnal variation. For longitudinal comparison, it is recommended that cytokine levels be determined at the same time of day. Min Vol: 0.4 mL | Varies - Frozen (preferred) - 365 days | Monday, Wednesday, Friday | 1 - 4 days | 12 |  | Yes
FIL4S | Interleukin-4 (IL-4) Serum | 1217 | 152.95 | 83520 | Eurofins Viracor, Interface | Specimen Type: Serum Collection Container/Tube: Red or SST Submission Container/Tube: Plastic vial Specimen Volume: 1 mL Collection Instructions: Draw blood in a plain red-top tube(s), serum gel tube(s) is acceptable. Spin down and send 1 mL of serum frozen in a plastic vial. Min Vol: 1 mL | Serum - Frozen (preferred) - 14 days | Monday, Wednesday, Friday | 3 - 5 days | 11 |  | Yes
FIL8S | Interleukin-8 (IL-8) Serum | 1219 | 152.95 | 83520 | Eurofins Viracor, Interface | Specimen Type: Serum Collection Container/Tube: Red or SST Submission Container/Tube: Plastic vial Specimen Volume: 1 mL Collection Instructions: Draw blood in a plain red-top tube(s), serum gel tube(s) is acceptable. Spin down and send 1 mL of serum frozen in a plastic vial. Min Vol: 1 mL | Serum - Frozen (preferred) - 14 days | Monday, Wednesday, Friday | 3 - 5 days | 11 |  | Yes
FIMMC | Immunoglobulins, CSF Quantitative | 0050631 | 124 | 82784-Immunoglobulin IgA 82784-Immunoglobulin IgG 82784-Immunoglobulin IgM | ARUP Laboratories, Interface | Specimen Type: Spinal Fluid Source: CSF Container/Tube: Sterile container Specimen Volume: 1 mL Collection Instructions: Submit 1 mL of spinal fluid (CSF), centrifuge and separate to remove cellular material. Send refrigerate in a plastic vial. Min Vol: 0.6 mL | CSF - Refrigerated (preferred) - 30 days Frozen - 180 days | Wednesday, Saturday | 1 - 5 days | 13 |  | Yes
FIN1A | Interleukin 1-Alpha | IL1A | 260 | 83520 | Inter Science Institute | Patient preparation: Patient should NOT be on any corticosteroids, anti-inflammatory medications, or pain killers, if possible, for at least 48 hours prior to specimen collection. Specimen Type: Serum Collection Container/Tube: Preferred: Red top Acceptable: SST Submission Container/Tube: Plastic vial Specimen Volume: 3 mL Collection Instructions: 1. Draw blood in a plain, red-top tube(s), serum-gel tube(s) is acceptable. 2. Centrifuge and aliquot 3 mL of serum into a plastic vial. 3. Send frozen. Specimen Minimum Volume 1 mL | Serum: Frozen 30 days | Monday through Friday | 10 days | 14 |  | No
FINA | NAbFeron (IFNB-1) Neutralizing Antibody Test | 112 | 1005 | 86382 | Athena Diagnostics | Patient Preparation: Specimen should be collected either before treatment with interferon or more than 24 hours following the most recent dose. Patient should not be on steroid therapy for at least two weeks prior to testing. Collection Container/Tube: Preferred: Serum gel Acceptable: Red top Submission Container/Tube: Plastic vial Specimen Volume: 2 mL Serum Collection Instructions: 1. Within 48 hours of collection, centrifuge and aliquot 2 mL of serum into a plastic vial. 2. Send refrigerate. Min Volume: Serum: 0.5 mL | Serum - Refrigerated (preferred) - 28 days Frozen - 180 days Ambient - 72 hours | Monday through Friday | 14 - 21 days | 25 |  | Yes
FINAB | Insulin Autoantibodies (IAA) | 141598 | 65 | 86337 | Esoterix Endocrinology- Interface | Patient preparation: No radioactive isotopes should be administered 24 hours prior to venipuncture. Collection Container/Tube: Preferred: Serum gel Acceptable: Red top Submission Container/tube: Plastic vial Specimen Volume: 0.5 mL Collection Instructions: 1. Within 24 hours of collection, centrifuge and aliquot 0.5 mL of serum into a plastic vial. 2. Freeze immediately after separation and send frozen. Min vol: 0.2 mL Note: This volume does not permit repeat analysis. | Serum Frozen (preferred) Refrigerated 72 hours | Monday through Sunday | 7 to 12 days | 16 |  | Yes
FIOCA | Tapioca IgE | 49810S | 44.36 | 86003 | Eurofins Viracor, Interface | Collection Container/Tube: Preferred: Red top Acceptable: Serum gel Submission Container/Tube: Plastic vial Specimen Volume: 0.5 mL Serum Collection Instructions: 1. Centrifuge and aliquot 0.5 mL of serum into a plastic vial. 2. Send refrigerate. Min Vol: 0.5 mL | Serum - Refrigerated (preferred) - 28 days Frozen - 28 days Ambient - 28 days | Monday through Friday | 2 to 3 days | 7 |  | Yes
FISON | Isoniazid (INH) | 360 | 77.69 | 80299 | Medtox Laboratories, Inc. - Interface | Specimen Type: Serum Container/Tube: Red-top Specimen Volume: 2 mL Collection Instructions: Draw blood in a plain red-top tube(s), serum gel tube is not acceptable. Spin down and send 2 mL of serum refrigerated in a plastic vial. Min Vol: 0.5 mL | Serum Red - Refrigerated (preferred) - 14 days Frozen - 180 days Ambient - 72 hours | Monday through Saturday | 5 days | 9 |  | Yes
FISST | Isavuconazole Susceptibility Testing | ISA | 100 | 87186 = yeast; 87188 = mould | U.T. Health Science Ctr San Antonio | Container/Tube: Agar slant or other appropriate media Specimen volume: Organism in pure culture Complete and submit with specimen: 1.Fungus Testing Lab request form Collection Instructions: 1. Organism must be in pure culture, actively growing. 2. Place specimen in a large infectious container (T146) and label as etiologic agent/infectious substance. NOTE: Complete and submit with specimen - 1. FTL Requisition | Ambient | Mould: Monday Yeast: Tuesday and Thursday | 7 - 10 days | 21 |  | Yes
FITZS | Itraconazole Susceptibility Testing | ITRA | 100 | 87999-Unlisted Microbiology Procedure (Refer to patient report to apply the appropriate CPT code in place of this unlisted CPT code based on specimen organism.) 87188 - mould - MIC microdilution or agar dilution (if appropriate) 87186 - yeast - MIC microdilution or agar dilution (if appropriate) | U.T. Health Science Ctr San Antonio | Container/Tube: Agar slant or other appropriate media Specimen Volume: Organism in pure culture Complete and submit with specimen: 1. Fungus Testing Lab request form Collection Instructions: 1. Organism must be in pure culture, actively growing. 2. Place specimen in a large infectious container (T146) and label as etiologic agent/infectious substance. | Varies - Ambient (preferred) |  | 4 to 10 days | 21 |  | Yes
FIVCZ | Isavuconazole (CRESEMBA) LC-MS/MS | 4910 | 190 | 80299 | Eurofins Viracor, Interface | Specimen Type: Serum Container/Tube: Red Specimen Volume: 1 mL Collection Instructions: Draw blood in a plain red-top tube(s), serum gel tube is not acceptable. Allow to clot for 30 to 60 minutes, spin down and send 1 mL of serum Frozen in a sterile, screw top tube. Min Vol: 0.5 mL | Serum - Frozen (preferred) - 30 days Ambient - 14 days Refrigerated - 14 days | Monday through Saturday | 1 day | 5 |  | Yes
FIXCF | Immunofixation, CSF | 37962 | 140.84 | 86335 | Quest Diagnostics Chantilly | Specimen Type: CSF Container/Tube: sterile screw cap container Specimen volume: 6 mL Collection Instructions: Collect 6 mL of spinal fluid (CSF), in a sterile screw cap container. Ship frozen. Min Volume: 4.5 mL | Frozen (preferred) 30 days Refrigerated 10 days Ambient 6 days | Sunday through Friday | 3-5 days | 9 |  | Yes
FJCQP | JC Polyoma Virus DNA, Quantitative Real-Time PCR, Plasma | 19503 | 348.09 | 87799 | Quest Diagnostics (IFD) | Specimen Type: Plasma (Preferred) Collection Container/Tube: Lavender-top (EDTA) tube or, yellow-top (ACD-A) or white top (PPT) tube(s). Specimen Volume: 0.7 mL Submission Container/Tube: Plastic vial Collection Instructions: 1. Draw blood in a lavender-top (EDTA), yellow-top (ACD-A) or white top (PPT) tube(s). 2. Centrifuge and transfer 0.7 mL EDTA, or ACD-A or PPT plasma to a screw-cap plastic vial. Submit frozen. Min Vol: 0.3 mL | Plasma EDTA - Frozen (preferred) - 30 days Ambient - 48 hours Refrigerated - 7 days | Monday through Sunday | 1 day | 5 |  | Yes
FJPE | Jalapeno/Chipotle (Capsicum annuum) IgE | 36510E | 56.06 | 86003 | Eurofins Viracor, Interface | Collection Container/Tube: Preferred: Red top Acceptable: Serum gel Submission Container/Tube: Plastic vial Specimen Volume: 0.5 mL Serum Collection Instructions: 1. Centrifuge and aliquot 0.5 mL of serum into a plastic vial. 2. Send refrigerate. Min Vol: 0.5 mL | Serum - Refrigerated (preferred) - 28 days Frozen - 28 days Ambient - 28 days | Monday through Friday | 2 to 3 days | 7 |  | Yes
FKEMS | Ketamine and Metabolite Screen, Plasma | 9188SP |  | 80307-Screen 80357-Confirmation, if appropriate | NMS Labs, Interface | ***Must submit one specimen per order. Specimens cannot be shared between multiple orders.*** Specimen Type: Plasma Collection Container/Tube: Lavender-top or pink top (EDTA) Submission Container/Tube: Plastic vial Specimen Volume: 3 mL Collection Instructions: 1. Draw blood in an EDTA (lavender top or pink top) tube(s). Plasma gel tube is not acceptable. 2. Centrifuge and send 3 mL of plasma refrigerated in a preservative-free plastic vial. Min Vol: 0.9 mL | Plasma EDTA - Refrigerated (preferred) - 14 days Frozen - 270 days Ambient - 14 days | Monday through Sunday | 4 days (If Positive: 8 days) | 12 | Screen: $100.00 Confirmation 5534SP (FKETC) Ketamine and Metabolite Confirm, P (if appropriate): $146.00 | Yes
FLBAE | Ladybeetle Multicolored Asian (Harmonia axyridis) IgE | 94110E | 56.06 | 86003 | Eurofins Viracor, Interface | Collection Container/Tube: Preferred: Red top Acceptable: Serum gel Submission Container/Tube: Plastic vial Specimen Volume: 0.5 mL Serum Collection Instructions: 1. Centrifuge and aliquot 0.5 mL of serum into a plastic vial. 2. Send refrigerate. Min Vol: 0.5 mL | Serum - Refrigerated (preferred) - 28 days Frozen - 28 days Ambient - 28 days | Monday through Friday | 2 to 3 days | 7 |  | Yes
FLDLD | LDL Cholesterol, Direct | 0020257 | 65 | 83721 | ARUP Laboratories, Interface | Collection Container/Tube: Preferred: Serum gel Acceptable: Red top Specimen Volume: 1.0 mL Collection Instructions: 1. Centrifuge and aliquot 1.0 mL of serum into a plastic vial. 2. Send refrigerate. Min Vol: 0.5 mL | Serum - Refrigerated (preferred) - 7 days Frozen - 365 days | Sunday through Saturday | 1 day | 5 |  | Yes
FLEMG | Lemon IgG | 41020 | 49.8 | 86001 | Eurofins Viracor, Interface | Draw blood in a plain red-top tube(s), serum gel tube(s) is acceptable. Spin down and send 0.5 mL of serum refrigerated in a plastic vial. Min Vol: 0.5 mL | Serum - Refrigerated (preferred) - 28 days Frozen - 365 days Ambient - 7 days | Monday through Friday | 3 days | 7 |  | No
FLENG | Lentil IgG | 55420 | 49.8 | 86001 | Eurofins Viracor, Interface | Draw blood in a plain red-top tube(s), serum gel tube(s) is acceptable. Spin down and send 0.5 mL of serum refrigerated in a plastic vial. Min Vol: 0.5 mL | Serum - Refrigerated (preferred) - 28 days Frozen - 365 days Ambient - 7 days | Monday through Friday | 3 days | 7 |  | No
FLEP | Leptin | 500716 | 113 | 83520 | Esoterix Endocrinology- Interface | Patient Preparation: Fasting 8-12 hours is recommended. Specimen Type: Serum Container/Tube: Red or SST Specimen Volume: 1 mL Collection Instructions: Draw blood in a plain red-top tube(s), serum gel tube(s) is acceptable. Separate from cells within 45 minutes of venipuncture and send 1 mL of serum frozen in a plastic vial. Note: EDTA (lavender-top) plasma is an acceptable alternate. Min Vol: 0.5 mL NOTE: Minimum volume does not allow for repeat analysis. | Serum - Frozen (preferred) - 811 days Ambient - 8 days Refrigerated - 14 days | Monday, Wednesday, and Saturday | 11 to 15 days | 19 |  | Yes
FLETG | Lettuce IgG | 51520 | 49.8 | 86001 | Eurofins Viracor, Interface | Draw blood in a plain red-top tube(s), serum gel tube(s) is acceptable. Spin down and send 0.5 mL of serum refrigerated in a plastic vial. Min Vol: 0.5 mL | Serum - Refrigerated (preferred) - 28 days Frozen - 365 days Ambient - 7 days | Monday through Friday | 3 days | 7 |  | No
FLEVA | Levamisole, Urine | 2501U | 220 | 80375 | NMS Labs, Interface | ***Must submit one specimen per order. Specimens cannot be shared between multiple orders.*** Specimen Type: Urine Collection Container: Plastic, preservative-free urine container Specimen Volume: 1 mL Collection Instructions: Collect 1 mL random urine without preservative. Send specimen refrigerated in a preservative- free plastic urine container. Min Vol: 0.5 mL | Urine - Refrigerated (preferred) - 30 days Frozen - 30 days Ambient - 30 days | Monday - Sunday | 7 days | 11 |  | Yes
FLIPR | Lipase, Random Urine | 731 | 67.1 | 83690 | Quest Diagnostics Nichols Institute- Interface | Container/Tube: Plastic urine container Specimen Volume: 2 mL Collection Instructions: 1. Collect random urine without preservative. 2. Ship 2 mL urine in a sterile screw capped plastic container ship ambient. Min Vol: 1 mL | Urine - Ambient (preferred) - 5 days Refrigerated - 5 days Frozen - 21 days | Wednesday and Saturday | 1 day | 7 |  | Yes
FLISD | Lisdexamfetamine as Metabolite, Urine | 2800U | 169 | 80324 | NMS Labs, Interface | ***Must submit one specimen per order. Specimens cannot be shared between multiple orders.*** Specimen Type: Urine Container/Tube: Plastic preservative-free urine container Specimen Volume: 1 mL Collection Instructions: Collect 1 mL random urine specimen without preservative. Send specimen refrigerated in a plastic urine container. Min Vol: 0.2 mL | Urine - Refrigerated (preferred) - 180 days Frozen - 180 days Ambient - 7 days | Monday through Sunday | 7 days | 13 |  | Yes
FLLYS | Limulus Amebocyte Lysate, Endotoxin | 14453 | 102.88 | 87999 | Quest Diagnostics Chantilly | Specimen Type: Aqueous solutions Container/Tube: Nonpyrogenic, plastic, leak-proof container Specimen Volume: 5 mL Collection Instructions: Send 5 mL frozen aqueous solutions collected in a nonpyrogenic, plastic, leak-proof container used in patient management. Min Vol: 3 mL | Varies: Frozen 72 hours | Tuesday-Saturday | 1 to 3 days | 7 |  | No
FLNDR | Flounder (Bothidae/Pleuronectidae Fam) IgE | 53710E | 56.06 | 86003 | Eurofins Viracor, Interface | Collection Container/Tube: Preferred: Red top Acceptable: Serum gel Submission Container/Tube: Plastic vial Specimen Volume: 0.5 mL Serum Collection Instructions: 1. Centrifuge and aliquot 0.5 mL of serum into a plastic vial. 2. Send refrigerate. Min Vol: 0.5 mL | Serum - Refrigerated (preferred) - 28 days Frozen - 28 days Ambient - 28 days | Monday through Friday | 1 to 2 days | 6 |  | Yes
FLNZ | Olanzapine (Zyprexa) | 756 | 93.8 | 80299 | Medtox Laboratories, Inc. - Interface | Submit only 1 of the following specimens: Plasma Draw blood in a green-top (sodium heparin) tube(s), plasma gel tube is not acceptable. Spin down and send 2 mL sodium heparin plasma refrigerated in a plastic vial. Serum Draw blood in a plain red-top tube(s), serum gel tube is not acceptable. Spin down and send 2 mL of serum refrigerated in a plastic vial. Min Vol: 0.50 mL | Varies - Refrigerated (preferred) - 14 days Frozen - 180 days Ambient - 72 hours | Monday through Sunday | 5-7 days | 11 |  | Yes
FLSDA | LSD Trace Analysis, Urine | 2540U | 197 | 80323 | NMS Labs, Interface | ***Must submit one specimen per order. Specimens cannot be shared between multiple orders.*** Specimen Type: Urine Container/Tube: Plastic preservative-free urine container Specimen Volume: 1 mL Collection Instructions: Collect 1 mL random urine without preservative. Send specimen refrigerated in a plastic, preservative-free urine container. Min Vol: 0.5 mL | Urine - Refrigerated (preferred) - 30 days Frozen - 30 days | Monday through Sunday | 6 days | 10 |  | Yes
FLUCS | Fluconazole (Diflucan) Susceptibility Testing | FLU | 100 | 87999 - Unlisted Microbiology Procedure (Refer to patient report to apply the appropriate CPT code in place of this unlisted CPT code based on specimen source.) 87188 - mould - MIC microdilution or agar dilution (if appropriate) 87186 - yeast - MIC microdilution or agar dilution (if appropriate) | U.T. Health Science Ctr San Antonio | Container/Tube: Agar slant or other appropriate media Specimen Volume: Organism in pure culture Complete and submit with specimen: Fungus Testing Lab request form Collection Instructions: 1. Organism must be in pure culture, actively growing. 2. Place specimen in a large infectious container (T146) and label as an etiologic agent/infectious substance. | Varies: Ambient | Monday | 4 - 10 days | 17 |  | Yes
FLUPV | Lupus Anticoagulant Evaluation with Reflex | 7079 |  | 85613/ Russell viper venom time (includes venom); diluted 85730/ Thromboplastin time, partial (PTT); plasma 85598/ Platelet neutralization (Hexagonal Phase Confirm)-(if appropriate) 85597/ Platelet neutralization (dRVVT Confirm)-(if appropriate) 85613/dRVVT 1:1 Dilution (if appropriate) 85670/Thrombin Clotting Time (if appropriate) | Quest Diagnostics Nichols Institute- Interface | Collection Container/Tube: Light-blue top (3.2% sodium citrate) Submission Container/Tube: Plastic vial Specimen Volume: 3 mL platelet-poor plasma, in plastic vial Collection Instructions: Draw blood into a 3.2% sodium citrate (light blue-top) tube. Centrifuge light blue-top tube 15 minutes at approx. 1500 g within 60 minutes of collection. Using a plastic pipette, remove plasma, taking care to avoid the WBC/platelet buffy layer and place into a plastic vial. Centrifuge a second time and transfer platelet-poor plasma into a new plastic vial. Plasma must be free of platelets (<10,000/mcl). Freeze immediately and ship on dry ice. Min Vol: 2 mL | Plasma Na Cit - Frozen (preferred) - 30 days | Monday through Saturday | 2 - 4 days | 8 | FLUPV = $119.75 Reflex test will be performed at additional charge: FDVTX = $37.92 FDVTC = $79.75 FHEXC = $90.56 FCLOT = $78.75 | Yes
FLXPN | Loxapine, Plasma | 2538SP | 268 | 80342 | NMS Labs, Interface | **Must submit one specimen per order. Specimens cannot be shared between multiple orders** Collection Container/Tube: Lavender or pink top (EDTA) Submission Container/Tube: Plastic screw-capped vial Specimen Volume: 1 mL plasma Collection Instructions: 1. Promptly centrifuge and aliquot 1 mL plasma into a plastic screw-capped vial. 2. Send refrigerated. Specimen Stability Information: Refrigerated (preferred) 30 days/Ambient 30 days/Frozen 15 months Min Vol: 0.5 mL | Refrigerated (preferred) 30 days Ambient 30 days Frozen 15 months | Monday through Sunday | 7 days | 11 |  | Yes
FMACR | Macroamylase | 5499X | 144.14 | 82150 | Quest Diagnostics Nichols Institute- Interface | Draw blood in a plain red-top tube(s), serum gel tube(s) is acceptable. Spin down and send 2 mL of serum refrigerated in a plastic vial. Min Vol: 1 mL | Serum - Refrigerated (preferred) - 7 days Frozen - 30 days | Tuesday, Thursday | 2 days | 9 |  | Yes
FMARC | Bupivacaine (Marcaine) | 233 | 98.28 | 80299 | Medtox Laboratories, Inc. - Interface | Draw blood in a plain red-top tube(s), serum gel tube is not acceptable. Spin down and send 1 mL of serum frozen in a plastic vial. Min Vol: 0.5 mL | Serum Red - Frozen (preferred) - 180 days Ambient - 72 hours Refrigerated - 72 hours | Monday through Sunday | 5 - 7 days | 11 |  | Yes
FMARI | Cannabinoid Analysis, Whole Blood | 700881 | 103 | 80307 80349- if applicable G0480 (if applicable) | Medtox Laboratories, Inc. - Interface | Draw blood in a purple-top (EDTA), green-top (sodium-heparin) or grey-top (NaF/oxalate) tube(s). Send 7 mL of whole blood refrigerated in a plastic vial. Min Vol: 3 mL | Whole blood - Refrigerated (preferred) - 14 days Frozen - 180 days Ambient - 72 hours | Monday through Sunday | 5 days | 9 | If the Cannabinoid Analysis, Whole Blood is positive, then the THC, GC/MS Confirmation (FMARX) will be performed at an additional charge of $35.00. | Yes
FMARP | Melanoma Associated Retinopathy MAR Panel by Immunoblot and IHC | MARP | 719 | 84182 x 6 | Ocular Immunology Laboratory OHSU (Oregon Health Sciences University) | Submit only one of the following specimens: Serum: Draw blood in a plain, red-top tube(s), serum gel tube(s) is acceptable. Spin down and send 5 mL serum refrigerated in a plastic vial. Plasma: Draw blood in a lavender-top (EDTA) tube(s). Spin down and send 5 mL EDTA plasma refrigerated in a plastic vial. Complete and submit with specimen: 1. Completed OHSU Ocular request form 2. Clinical history 3. Referring physician information (name & phone number) -NOTE: Without this information, testing cannot be completed. Min Vol: 3 mL | Varies - Refrigerated (preferred) - 7 days | Batched | 2 - 4 weeks | 35 |  | Yes
FMATG | Tomato IgG | 53120 | 49.8 | 86001 | Eurofins Viracor, Interface | Draw blood in a plain red-top tube(s), serum gel tube(s) is acceptable. Spin down and send 0.5 mL of serum refrigerated in a plastic vial. Min Vol: 0.5 mL | Serum - Refrigerated (preferred) - 28 days Frozen - 365 days Ambient - 7 days | Monday through Friday | 3 days | 7 |  | No
FMCG4 | Milk Cow IgG4 | 51722 | 57.5 | 86001 | Eurofins Viracor, Interface | Draw blood in a plain red-top tube(s), serum gel tube(s) is acceptable. Spin down and send 0.5 mL of serum refrigerated in a plastic vial. Min Vol: 0.5 mL | Serum - Refrigerated (preferred) - 28 days Frozen - 365 days Ambient - 7 days | Monday, Wednesday, Friday | 2 - 3 days | 7 |  | No
FMELA | Melatonin, Plasma | 2604SP | 224 | 80299 | NMS Labs, Interface | ***Must submit one specimen per order. Specimens cannot be shared between multiple orders.*** Specimen Type: Plasma Collection Container/Tube: Preferred: Lavender top (EDTA) Acceptable: Pink top (EDTA) Submission Container/Tube: Plastic vial Specimen volume: 3 mL Collection instructions: 1. Draw blood in EDTA (lavender top) tube(s). 2. Centrifuge and send 1 mL of plasma refrigerated in a plastic vial. Min Vol: 0.5 mL | Plasma EDTA - Refrigerated (preferred) - 30 days Frozen - 365 days Ambient - 14 days | Monday-Sunday | 4-8 days | 12 |  | Yes
FMELG | Melons IgG | 54920 | 49.8 | 86001 | Eurofins Viracor, Interface | Draw blood in a plain, red-top tube(s), serum gel tube(s) is acceptable. Spin down and send 0.5 mL of serum refrigerated in a plastic vial. Min Vol: 0.5 mL | Serum - Refrigerated (preferred) - 28 days Frozen - 365 days Ambient - 7 days | Monday through Friday | 3 days | 7 |  | No
FMEP | Meperidine (Demerol) and Normeperidine, serum | 67 | 98.28 | 80362 | Medtox Laboratories, Inc. - Interface | Submit only 1 of the following specimens: Plasma Draw blood in a green-top (sodium heparin) tube(s). Plasma gel tube is not acceptable. Spin down and send 3 mL of sodium heparin plasma refrigerated in a plastic vial. Serum Draw blood in a plain red-top tube(s). Serum gel tube is not acceptable. Spin down and send 3 mL of serum refrigerated in a plastic vial. Min Vol: 0.6 mL | Varies - Refrigerated (preferred) - 14 days Frozen - 180 days Ambient - 72 hours | Monday through Sunday | 5 days | 9 |  | Yes
FMERC | Mercaptopurine (6-MP, Purinethol) | 368 | 117.11 | 80299 | Medtox Laboratories, Inc. - Interface | Submit only 1 of the following specimens: Plasma Draw blood in a green-top (sodium heparin) tube(s), plasma gel tube is not acceptable. Spin down and send 2 mL sodium heparin plasma refrigerated in a plastic vial. Serum Draw blood in a plain, red-top tube(s), serum gel tube is not acceptable. Spin down and send 2 mL of serum refrigerated in a plastic vial. Min Vol: 0.3 mL | Varies - Refrigerated (preferred) - 7 days Frozen - 180 days Ambient - 72 hours | Monday through Sunday | 5 days | 9 |  | Yes
FMETH | Methaqualone Confirmation, urine | 1076 | 96.19 | 80375 | Medtox Laboratories, Inc. - Interface | Container/Tube: Plastic, preservative-free urine container Specimen Volume: 20 mL Collection Instructions: 1. Collect 20 mL random urine without preservative. 2. Transfer into a preservative-free plastic urine container. 3. Ship refrigerate. Specimen Minimum Volume: 10 mL | Urine - Refrigerated (preferred) - 10 days Frozen - 396 days Ambient - 72 hours | Batched; Varies | 14 days | 20 |  | Yes
FMETN | Metformin, Plasma | 2740SP | 142 | 80299 | NMS Labs, Interface | ***Must submit one specimen per order. Specimens cannot be shared between multiple orders.*** Specimen Type: Plasma Collection Container/Tube: Lavender top or pink top EDTA Submission Container/Tube: Plastic vial Specimen volume: 1 mL Collection instructions: Draw blood in an EDTA (lavender top or pink top) tube(s). (Plasma gel tube is not acceptable.) Spin down and send 1 mL of plasma refrigerated in a preservative-free plastic vial. Min Vol: 0.5 mL | Plasma EDTA - Refrigerated (preferred) - 30 days Frozen Ambient - 30 days | Monday through Sunday | 4 to 8 days | 12 |  | Yes
FMETX | Methsuximide (Celontin) as Desmethylmethsuximide | 78 | 75.44 | 80339 | Medtox Laboratories, Inc. - Interface | Submit only 1 of the following specimens: Plasma Draw blood in a green-top (sodium heparin) tube(s), plasma gel tube is not acceptable. Spin down and send 2 mL sodium heparin plasma refrigerated in a plastic vial. Serum Draw blood in a plain red-top tube(s), serum gel tube is not acceptable. Spin down and send 2 mL of serum refrigerated in a plastic vial. Min Vol: 0.25 mL | Varies - Refrigerated (preferred) - 7 days Frozen - 180 days Ambient - 72 hours | Monday through Sunday | 3 days | 7 |  | Yes
FMIDZ | Midazolam (Versed), serum | 162 | 98.28 | 80346 G0480 (if appropriate) | Medtox Laboratories, Inc. - Interface | Submit only 1 of the following specimens: Plasma Draw blood in a green-top (sodium heparin) tube(s), plasma gel tube is not acceptable. Spin down and send 2 mL sodium heparin plasma refrigerated in a plastic vial. Serum Draw blood in a plain red-top tube(s), serum gel tube is not acceptable. Spin down and send 2 mL of serum refrigerated in a plastic vial. Min Vol: 0.3 mL | Varies - Refrigerated (preferred) - 14 days Frozen - 180 days Ambient - 72 hours | Monday through Sunday | 5 days | 9 |  | Yes
FMINT | Mint (Mentha Piperita) IgE | 32510E | 56.06 | 86003 | Eurofins Viracor, Interface | Collection Container/Tube: Preferred: Red top Acceptable: Serum gel Submission Container/Tube: Plastic vial Specimen Volume: 0.5 mL Serum Collection Instructions: 1. Centrifuge and aliquot 0.5 mL of serum into a plastic vial. 2. Send refrigerate. Min Vol: 0.5 mL | Serum - Refrigerated (preferred) - 28 days Frozen - 28 days Ambient - 28 days | Monday through Friday | 1 to 2 days | 6 |  | Yes
FMIRT | Mirtazapine (Remeron) | 434 | 98.28 | 80335 | Medtox Laboratories, Inc. - Interface | Submit only 1 of the following specimens: Plasma Draw blood in a green-top (sodium heparin) tube(s), plasma gel tube is not acceptable. Spin down and send 2 mL sodium heparin plasma refrigerated in a plastic vial. Serum Draw blood in a plain red-top tube(s), serum gel tube is not acceptable. Spin down and send 2 mL of serum refrigerated in a plastic vial. Min Vol: 0.3 mL | Varies - Refrigerated (preferred) - 14 days Frozen - 180 days Ambient - 72 hours | Monday through Sunday | 3 days | 7 |  | Yes
FMITU | Mitragynine (Qualitative), Urine | 3078U | 165 | 80323 | NMS Labs, Interface | ***Must submit one specimen per order. Specimens cannot be shared between multiple orders.*** Specimen Type: Urine Container/Tube: Plastic preservative-free urine container Specimen Volume: 2 mL Collection Instructions: Collect 2 mL random urine without preservative. Send specimen refrigerated in a plastic, preservative-free urine container. Min Vol: 0.7 mL | Urine - Refrigerated (preferred) - 30 days Frozen - 30 days Ambient - 30 days | Monday through Sunday | 7 days | 13 |  | Yes
FMME | Mahi Mahi IgE | 39810E | 56.06 | 86003 | Eurofins Viracor, Interface | Collection Container/Tube: Preferred: Red top Acceptable: Serum gel Submission Container/Tube: Plastic vial Specimen Volume: 0.5 mL Serum Collection Instructions: 1. Centrifuge and aliquot 0.5 mL of serum into a plastic vial. 2. Send refrigerate. Min Vol: 0.5 mL | Serum - Refrigerated (preferred) - 28 days Frozen - 28 days Ambient - 28 days | Monday through Friday | 1 to 2 days | 6 |  | Yes
FMMM | Mephedrone, MDPV and Methylone, Urine | 2806 |  | 80307-single drug 80371-(if appropriate) | Medtox Laboratories, Inc. - Interface | Container: Preservative-free plastic urine container Specimen volume: 10 mL Collection instructions 1. collect a random urine specimen 2. No preservative Min Vol: 1 mL | Urine - Refrigerated (preferred) - 14 days Frozen - 180 days Ambient - 72 hours | Monday through Sunday | 5 days | 9 | Screen fee = $122.50. If the Mephedrone, MDPV, Methylone is positive, then the Mephedrone and MDPV Confirm (FMMCF) and Methylone Confirm (FMEYL) will be performed at an additional charge: FMMCF/57758 - Mepherone and MDPV Confirm = $52.50 FMEYL/57757 - Methylone Confirm = $52.50 | Yes
FMMPP | MyoMarker 3 Plus Profile | 520085 | 353 | 83516 x 10 86235 x 7 | Esoterix Endocrinology- Interface | Collection Container/Tube: 10 mL Red Submission Container/Tube: Plastic vial Specimen Volume: 5 mL Acceptable: SST Collection Instructions: Draw blood in a plain red-top tube(s), serum gel tube is acceptable. Separate serum from cells within 1 hour of collection and send 5 mL of serum refrigerated in a plastic vial. Min Vol: 4 mL (volume does NOT allow for repeat testing) | Serum - Refrigerated (preferred) - 14 days Frozen - 60 days Ambient - 7 days | Batched weekly | 14-21 days | 25 |  | Yes
FMNPP | Motor Neuropathy Panel | 0051225 | 591.5 | 82784 x 3 83516 x 7 84155 84165 86334 | ARUP Laboratories, Interface | Specimen Type: Serum Container/Tube: Serum Separator Tube (SST) Specimen Volume: 4 mL Collection Instructions: Draw blood in a serum gel tube(s). Spin down and send 4 mL serum refrigerated in plastic vial. Min Vol: 2 mL | Serum SST - Refrigerated (preferred) - 7 days Frozen - 30 days | Sunday through Saturday | 1-8 days | 12 |  | Yes
FMNRB | Manganese, RBC and Plasma | 61634 | 138.11 | 83785 | Medtox Laboratories, Inc. - Interface | Both plasma and RBCs are required for testing. Specimen Type: Packed RBCs and Plasma Container/Tube: Royal blue-top (EDTA metal-free tube; metal-free transfer tubes Specimen Volume: 3 mL each of plasma and packed RBCs Collection Instructions: Both packed cells and plasma are required. Plasma and red cells must be separated ASAP and shipped separately. Failure to separate may cause rejection due to hemolysis of red cells and contamination of the plasma. Transfer RBCs and plasma into separate plastic, acid-washed, trace metal-free tubes. Ship refrigerated. NOTE: Specimen must be received at the testing facility within five days of collection. Min Vol: 0.5 mL each plasma and RBCs | Metal Free EDTA Plasma - Refrigerated (preferred) - 5 days Ambient - 72 hours RBCS - Refrigerated (preferred) - 5 days Ambient - 72 hours | Monday through Sunday | 3 days | 7 |  | No
FMPG | Poultry and Meat Panel IgG | 403914P | 138.6 | 86001 x 7 | Eurofins Viracor, Interface | Draw blood in a plain red-top tube(s), serum gel tube(s) is acceptable. Spin down and send 1 mL of serum refrigerated in a plastic vial. Min Vol: 1 mL | Serum - Refrigerated (preferred) - 28 days Frozen - 365 days Ambient - 7 days | Monday through Friday | 3 days | 7 |  | No
FMPRE | Maple Red (Acer rubrum) IgE | 64510S | 44.36 | 86003 | Eurofins Viracor, Interface | Collection Container/Tube: Preferred: Red top Acceptable: Serum gel Submission Container/Tube: Plastic vial Specimen Volume: 0.5 mL Serum Collection Instructions: 1. Centrifuge and aliquot 0.5 mL of serum into a plastic vial. 2. Send refrigerate. Min Vol: 0.5 mL | Serum - Refrigerated (preferred) - 28 days Frozen - 28 days Ambient - 28 days | Monday through Friday | 2 to 3 days | 7 |  | Yes
FMPVP | Mpox Virus DNA, Qualitative Real-Time PCR | 12084 | 120 | 87593 x 2 | Quest Diagnostics (IFD) | Specimen Type: Lesion Swab Container/Tube: Viral Culture Media (VCM), Viral Transport Media (VTM), Universal Transport Media (UTM), or equivalent Specimen Volume: 1 swab Collection Instructions: 1. Swab the pustule/lesion vigorously and place the swab in 3 mL Viral Culture Media (VCM), Viral Transport Media (VTM), Universal Transport Media (UTM), or equivalent. 2. Include Patient Race, Ethnicity, Specimen type (source), and Anatomic Location specimen was collected. 3. Ship frozen. Note: Each individual specimen submitted should be transported in its own sealed bag. Multiple specimens collected on a single patient should be submitted separately. Min Vol: 0.5 mL | Varies - Frozen (preferred) - 30 days Refrigerated - 7 days | Daily | 2 to 4 days | 8 |  | Yes
FMSS2 | Maternal Serum Screening, Integrated, Specimen #2, Alpha Fetoprotein, Hcg, Estriol, and Inhibin A | 3000149 | 160 | 81511 | ARUP Laboratories, Interface | Specimen must be drawn between 14 weeks, 0 days and 24 weeks, 6 days gestation (based on the CRL). Recommended time for maternal serum screening is 16 to 18 weeks gestation. Acceptable date ranges to draw the second samples will be provided in the Integrated-1 report. Draw blood in a plain red-top tube(s), serum gel tube is acceptable. Spin down and send 3 mL of serum refrigerated in a plastic vial. Separate from cells ASAP or within 2 hours of collection. This test requires that a previous first trimester specimen, Maternal Serum Screening, Integrated, Specimen #1, PAPP-A, NT (ARUP test ID: 3000147), has been performed. Min Vol: 1 mL | Serum - Refrigerated (preferred) - 14 days Frozen - 365 days Ambient - 72 hours | Sunday - Saturday | 2 - 4 days | 8 |  | Yes
FMT21 | MaterniT21 Plus | FMT21 | 685 | 81420 | Sequenom Center for Molecular Medicine LLC (LabCorp/Integrated Genetics) | **NOTE: Completed Sequenom Test Requisition form is required A Core Option must be marked on TRF under MaterniT 21 PLUS test If nothing indicated by client, mark option- Core (chr 21, 18, 13, sex) Preferred evacuated tube: (1)10 mL Streck tube kit (MCL supply number T715). Absolute minimum collection for analysis: (1) 10 mL in Streck tube Collection instructions: Draw 1 tube of blood, 10 mL in special Streck tube kit (MCL supply number T715). Ship ambient. REQUIRED: 1. Specimen MUST be received at MCL within 72 hours of collection. 2. Specimen collected NOT less than 9 weeks of gestation 3. Sequenom collection kit (MCL Supply T715) 4. Completed Sequenom Test Requisition form 5. Maternal Height (inches) 6. Maternal Weight (pounds) 7. Gestational Age (weeks) 8. Gestational Age (days) 9. Gestation (Number of fetuses) 10. Increased risk due to Min Vol: 10 mL | WB Streck - Ambient (preferred) - 7 days | Upon Receipt | 3-5 days | 14 |  | Yes
FMTAG | Rickettsia typhi (murine typhus) Antibodies, IgG | 016188 | 204.5 | 86757 | LabCorp Burlington- Interface | Collection Container/Tube: Preferred: Red top Acceptable: Serum gel Submission Container/Tube: Plastic vial Specimen Volume: 1 mL Serum Collection Instructions: 1. Centrifuge and aliquot 1 mL of serum into a plastic vial. 2. Send frozen. Minimum Volume: 0.5 mL | Serum - Frozen (preferred) - 90 days Refrigerated - 5 days | Thursday | 1 to 6 days | 10 |  | No
FMTFG | Mustard Food IgG | 45820 | 49.8 | 86001 | Eurofins Viracor, Interface | Draw blood in a plain red-top tube(s), serum gel tube(s) is acceptable. Spin down and send 0.5 mL of serum refrigerated in a plastic vial. Min Vol: 0.5 mL | Serum - Refrigerated (preferred) - 28 days Frozen - 365 days Ambient - 7 days | Monday through Friday | 3 days | 7 |  | No
FMUSG | Mushroom IgG | 54420 | 49.8 | 86001 | Eurofins Viracor, Interface | Draw blood in a plain red-top tube(s), serum gel tube(s) is acceptable. Spin down and send 0.5 mL of serum refrigerated in a plastic vial. Min Vol: 0.5 mL | Serum - Refrigerated (preferred) - 28 days Frozen - 365 days Ambient - 7 days | Monday through Friday | 3 days | 7 |  | No
FMVCO | MVista Coccidioides Quantitative Antigen EIA | 315 | 131.1 | 87449 | MiraVista Diagnostics | Specimen Type: Urine Container/Tube: Plastic preservative-free urine container Specimen Volume: 2 mL Collection Instructions: Collect 2 mL random urine specimen. Ship specimen refrigerated in a plastic, preservative-free urine container. Note: Sputolysin and Sodium Hydroxide are interfering substances. Min Vol: 0.5 mL | Urine - Refrigerated (preferred) - 14 days Frozen Ambient - 48 hours | Monday through Friday | 1 day | 5 |  | Yes
FMYO3 | MyoMarker 3 Profile | 520080 | 333 | 83516 x 9 86235 x 7 | Esoterix Endocrinology- Interface | Collection Container/Tube: 10 mL Red Submission Container/Tube: Plastic vial Specimen Volume: 5 mL Acceptable: SST Collection Instructions: Draw blood in a plain red-top tube(s), serum gel tube is acceptable. Separate serum from cells within 1 hour of collection and send 5 mL of serum refrigerated in a plastic vial. Min Vol: 4 mL (volume does NOT allow for repeat testing) | Serum - Refrigerated (preferred) - 14 days Frozen - 60 days Ambient - 7 days | Batched weekly | 14 - 21 days | 25 |  | Yes
FNAD | Nadolol, Serum/Plasma | 3103SP | 206 | 80299 | NMS Labs | ***Must submit one specimen per order. Specimens cannot be shared between multiple orders.*** Submit only 1 of the following specimens. Serum Specimen Type: Serum Collection Container/Tube: Red top Specimen Volume: 1 mL Collection Instructions: Draw blood in a plain, red-top tube(s). (Serum gel tube is not acceptable.) Spin down and send 1 mL of serum refrigerated in a plastic preservative-free vial. Plasma Specimen Type: Plasma Collection Container/Tube: Lavender top or pink top (EDTA) Specimen volume: 1 mL Collection Instructions: Draw blood in a lavender-top (EDTA) or Pink top tube(s). (Plasma gel tube is not acceptable.) Spin down and send 1 mL of EDTA plasma refrigerated in a plastic preservative-free vial. Min Vol: 0.4 mL | Varies - Refrigerated (preferred) - 30 days Frozen - 30 days Ambient - 30 days | Monday through Sunday | 6 days | 10 |  | Yes
FNALO | Naloxone - Total (Conjugated/Unconjugated), Screen, Urine | 3113U | 229 | 80307 80362 if appropriate G0480 if appropriate | NMS Labs | **Must submit one specimen per order. Specimens cannot be shared between multiple orders.*** Specimen Type: Urine Container/Tube: Plastic preservative-free urine container Specimen Volume: 1 mL Collection Instructions: Collect 1 mL random urine. Send specimen refrigerated in a plastic (preservative-free) urine container. Min Vol: 0.5 mL | Urine - Refrigerated (preferred) - 30 days Frozen - 365 days Ambient - 7 days | Tuesday, Thursday | 3-6 days | 10 | 5119U Naloxone - Total (Conjugated/Unconjugated) Confirmation, Urine may be performed at no additional charge, CPT: 80362, G0480 | Yes
FNECT | Nectarine (Prunus spp) IgE | 47910E | 56.06 | 86003 | Eurofins Viracor, Interface | Collection Container/Tube: Preferred: Red top Acceptable: Serum gel Submission Container/Tube: Plastic vial Specimen Volume: 0.5 mL Serum Collection Instructions: 1. Centrifuge and aliquot 0.5 mL of serum into a plastic vial. 2. Send refrigerate. Min Vol: 0.5 mL | Serum - Refrigerated (preferred) - 28 days Frozen - 28 days Ambient - 28 days | Monday through Friday | 2 to 3 days | 7 |  | Yes
FNEOS | Neopterin | 140335 | 179.25 | 83520 | LabCorp Burlington- Interface | Specimen Type: Serum Container/Tube: Red or SST Specimen Volume: 0.8 mL Collection Instructions: Draw blood in a plain red-top tube(s), serum gel tube(s) is acceptable. Spin down and send 0.8 mL serum light protected in a screw-capped vial (Supply T915 amber vial), shipped frozen. Min Vol: 0.5 mL | Serum - Frozen (preferred) - 180 days Refrigerated - 72 hours | Monday | 3 to 8 days | 12 |  | Yes
FNEU | Neurotransmitter Metabolites (5HIAA, HVA, 3OMD) (CSF) | NC04 | 225 | 82542 83497 83150 | Medical Neurogenetics, LLC (MNG) | Medical Neurogenetics collection kit (MCL Supply T657) required. Each collection kit contains 5 microcentrifuge tubes. COLLECTION PROTOCOL: 1) CSF should be collected from the first drop into the tubes in the numbered order. Fill each tube to the marked line with the required volumes Tube 1: 0.5 mL Tube 2: 1.0 mL Tube 3: 1.0 mL (contains antioxidants necessary to protect the sample integrity) Tube 4: 1.0 mL Tube 5: 1.0 mL - If sample's not blood contaminated, the tubes should be placed on dry ice at bedside - If sample's are blood contaminated, the tubes should immediately be centrifuged (prior to freezing) and the clear CSF transferred to new similarly labeled tubes, then frozen - Store samples at -80 until they can be shipped 2) Complete Medical Neurogenetics, LLC request form. Include test required, sample date and date of birth. 3) Label tubes with patient name and ID number, leaving the tube number viewable. 4) Place samples inside a specimen transport bag and the Medical Neurogenetics, LLC request form inside the pouch of the transport bag. 5) Ship samples frozen on dry ice. Min Vol: 4.5 mL | CSF - Frozen (preferred) | Monday through Friday | 10-14 days | 18 |  | Yes
FNEU2 | Neurotensin | NT | 230 | 83519 | Inter Science Institute | Patient preparation: 1. Patient should be fasting 10 to 12 hours prior to collection of specimen. 2. Patient should not be on any antacid medication or medications that affect gastroentero-intestinal function, if possible, for at least 48 hours prior to collection. Supplies: Z-Tube Preservative Inter Science Institute (MCL T701) Specimen Type: Plasma Container/Tube: Z tube (MCL T701) Submission Container/Tube: Plastic vial Specimen Volume: 3 mL Collection Instructions: 1. Collect 10 mL of blood directly into special Z-tube and separate as soon as possible. 2. Freeze immediately after separation. 3. Send 3 mL of plasma frozen Minimum Volume: 1 mL | Frozen 180 days | Monday, Thursday | 7 days | 16 |  | No
FNGPG | Nuts and Grains Panel IgG | 403913P | 286.6 | 86001 x 17 | Eurofins Viracor, Interface | Draw blood in a plain red-top tube(s), serum gel tube(s) is acceptable. Spin down and send 2 mL of serum refrigerated in a plastic vial. Min Vol: 1.5 mL | Serum - Refrigerated (preferred) - 28 days Frozen - 365 days Ambient - 7 days | Monday through Friday | 3 days | 7 |  | No
FNMEN | Neisseria Meningitidis IgG Vaccine Response | 42560 | 161.76 | 86317/x4 | Quest Diagnostics (IFD) | Container/Tube: Preferred: Red top tube Acceptable: Serum gel tube Specimen Volume: 0.5 mL Collection Instructions: Draw blood in a plain red-top tube(s), serum gel tube(s) is acceptable. Spin down and send 0.5 mL of serum refrigerated in a plastic vial. Note: Serum gel tube is acceptable, but must pour off into a plastic vial. Min Vol: 0.3 mL | Serum - Refrigerated (preferred) - 14 days Frozen - 30 days Ambient - 7 days | Wednesday | 1 - 7 days | 11 |  | Yes
FNNAT | Neonatal Alloimmune Thrombocytopenia (NAIT)-Serial Monitoring Maternal only | 5630 | 314 | 86602 86023 x 2 | Versiti Wisconsin, Inc. (Formerly BloodCenter) | Complete and submit with sample: Platelet Neutrophil Immunology Lab Form Specimen Type: Serum Collection Container/Tube: Red top Submission Container/Tube: Plastic vial Specimen Volume: 5 mL Collection Instruction: 1.Centrifuge and aliquot 5 mL serum into a plastic vial. 2.Send refrigerated. Min Vol: 3 mL | Serum Refrigerated (preferred) 7 days Frozen 365 days | Varies | 7 days | 11 |  | Yes
FNSVG | Vaginitis (VG), NuSwab | 180039 | 219 | 87801 87798 x 3 87661 | LabCorp Burlington- Interface | Collection Container/Tube: APTIMA Multitest, vaginal, or unisex swab Specimen Volume: One swab Collection Instructions: Collect vaginal fluid sample using the Gen-Probe Aptima swab by contacting the swab to the lower third of the vaginal wall and rotating the swab for 10 to 30 seconds to absorb fluid. Immediately place the swab into the transport tube and carefully break the swab shaft against the side of the tube. Tightly screw on the cap. Submit one vaginal swab in APTIMA Multitest, vaginal, or unisex swab. Ship refrigerate. Min Vol: One swab | Swab - Refrigerated (preferred) - 30 days Ambient - 30 days | Monday through Sunday | 3-4 days | 8 |  | Yes
FNTSM | Neurotransmitter Profile 3 | FNTSM | 596 | 82542 - 5-Methyltetrahydrofolate 82542 - Tetrahydrobiopterin/Neopterin 82542, 83497, 83150 - Neurotransmitter Metabolites/Amines | Medical Neurogenetics, LLC (MNG) | Medical Neurogenetics collection kit (MCL Supply T657) required. Each collection kit contains 5 microcentrifuge tubes. COLLECTION PROTOCOL: 1) CSF should be collected from the first drop into the tubes in the numbered order. Fill each tube to the marked line with the required volumes. Tube 1: 0.5 mL Tube 2: 1.0 mL Tube 3: 1.0 mL (contains antioxidants necessary to protect the same integrity) Tube 4: 1.0 mL Tube 5: 1.0 mL -If samples not blood contaminated, the tubes should be placed on dry ice at bedside. -If samples are blood contaminated, the tubes should immediately be centrifuged (prior to freezing) and the clear CSF transferred to new similarly labeled tubes, then frozen. -Store samples at -80 until they can be shipped. 2) Complete Medical Neurogenetics, LLC request form, marking the following three tests: Neurotransmitter Metabolites, Tetrahydrobiopterin and 5-Methyltetrahydrofolate. Also include sample date and date of birth. 3) Label tubes with patient name and ID number, leaving the tube number viewable. 4) Place samples inside the specimen transport bag and the Medical Neurogenetics, LLC request form inside the pouch of the transport bag. 5) Ship samples frozen on dry ice. | CSF - Frozen (preferred) | Monday through Friday | 14 days | 18 |  | Yes
FOATG | Oat IgG | 51820 | 49.8 | 86001 | Eurofins Viracor, Interface | Draw blood in a plain red-top tube(s), serum gel tube(s) is acceptable. Spin down and send 0.5 mL of serum refrigerated in a plastic vial. Min Vol: 0.5 mL | Serum - Refrigerated (preferred) - 28 days Frozen - 365 days Ambient - 7 days | Monday through Friday | 3 days | 7 |  | No
FOLBG | Olive Black IgG | 47720 | 49.8 | 86001 | Eurofins Viracor, Interface | Draw blood in a plain, red-top tube(s), serum gel tube(s) is acceptable. Spin down and send 0.5 mL of serum refrigerated in a plastic vial. Min Vol: 0.5 mL | Serum - Refrigerated (preferred) - 28 days Frozen - 365 days Ambient - 7 days | Monday through Friday | 3 days | 7 |  | No
FONG | Onion IgG | 54520 | 49.8 | 86001 | Eurofins Viracor, Interface | Draw blood in a plain, red-top tube(s), serum gel tube(s) is acceptable. Spin down and send 0.5 mL of serum refrigerated in a plastic vial. | Serum - Refrigerated (preferred) - 28 days Frozen - 365 days Ambient - 7 days | Monday through Friday | 3 days | 7 |  | No
FONS | Western blot for anti-optic nerve autoantibodies in the serum | ONS | 440 | 84182 | Ocular Immunology Laboratory OHSU (Oregon Health Sciences University) | Submit only one of the following specimens: Serum: Draw blood in a plain, red-top tube(s), serum gel tube(s) is acceptable. Spin down and send 5 mL serum refrigerated in a plastic vial. Plasma: Draw blood in a lavender-top (EDTA) tube(s). Spin down and send 5 mL EDTA plasma refrigerated in a plastic vial. Complete and submit with specimen: 1. Completed OHSU Ocular request form 2. Clinical history 3. Referring physician information (name & phone number) -NOTE: Without this information, testing cannot be completed. Min Vol: 3 mL | Varies - Refrigerated (preferred) - 7 days | Batched | 2 - 4 weeks | 35 |  | Yes
FOPE | Perch Ocean | 45310S | 44.36 | 86003 | Eurofins Viracor, Interface | Collection Container/Tube: Preferred: Red top Acceptable: Serum gel Submission Container/Tube: Plastic vial Specimen Volume: 0.5 mL Serum Collection Instructions: 1. Centrifuge and aliquot 0.5 mL of serum into a plastic vial. 2. Send refrigerate. Min Vol: 0.5 mL | Serum - Refrigerated (preferred) - 28 days Frozen - 28 days Ambient - 28 days | Monday through Friday | 2 to 3 days | 7 |  | Yes
FORAC | Formic Acid, Serum | 2134SP | 97 | 83921 | NMS Labs, Interface | ***Must submit one specimen per order. Specimens cannot be shared between multiple orders.*** Draw blood in a red-top tube(s). (Serum gel tube is not acceptable.) Spin down and send 2 mL of serum refrigerated in plastic vial. Min Vol: 0.7 mL | Serum Red - Refrigerated (preferred) - 30 days Frozen Ambient - 7 days | Monday - Sunday | 6 days | 10 |  | Yes
FORNG | Orange IgG | 51920 | 49.8 | 86001 | Eurofins Viracor, Interface | Draw blood in a plain, red-top tube(s), serum gel tube(s) is acceptable. Spin down and send 0.5 mL of serum refrigerated in a plastic vial. Min Vol: 0.5 mL | Serum - Refrigerated (preferred) - 28 days Frozen - 365 days Ambient - 7 days | Monday through Friday | 3 days | 7 |  | No
FORRT | Orris Root (Iris florentina) IgE | 85910S | 44.36 | 86003 | Eurofins Viracor, Interface | Collection Container/Tube: Preferred: Red top Acceptable: Serum gel Submission Container/Tube: Plastic vial Specimen Volume: 0.5 mL Serum Collection Instructions: 1. Centrifuge and aliquot 0.5 mL of serum into a plastic vial. 2. Send refrigerate. Min Vol: 0.5 mL | Serum - Refrigerated (preferred) - 28 days Frozen - 28 days Ambient - 28 days | Monday through Friday | 2 to 3 days | 7 |  | Yes
FOVAS | Ovarian Antibody Screen with Reflex to Titer, IFA | 10328 |  | 86255 86256 (if appropriate) | Quest Diagnostics Nichols Institute- Interface | Draw blood in a plain red-top tube(s), serum gel tube(s) is acceptable. Spin down and send 1 mL of serum refrigerated in a plastic vial. Min Vol: 0.3 mL | Serum - Refrigerated (preferred) - 14 days Frozen - 30 days Ambient - 7 days | Wednesday | 2 days | 17 | Screen (FOVAS)=$94.39 If positive, reflex to titer performed at an additional charge. FOVAT = $65.81 | Yes
FPA15 | Pneumococcal Antibody Panel - PCV15 (15-serotype) | 33554 | 140 | 86581 | Eurofins Viracor, Interface | Collection Container/Tube: Preferred: Red top Acceptable: Serum gel Submission Container/tube: Plastic vial Specimen Volume: 1 mL serum Collection Instructions: 1. Allow blood to clot for 30 to 60 minutes. 2. Centrifuge at ambient temperature, 1000 x g for 15 min. 3. Aliquot 1 mL of serum into a plastic vial. 4. Send refrigerated. | Serum: Refrigerated (preferred) 42 days Ambient 42 days Frozen | Monday through Friday | 7 days | 11 |  | Yes
FPAB | Vitamin B5 (Pantothenic Acid) Bioassay | FPAB | 85 | 84591 | BioAgilytix Diagnostics | Collection Container/Tube: Preferred: Serum gel Acceptable: Red top Submission Container/Tube: Plastic vial Specimen Volume: 0.5 mL Serum Collection Instructions: 1. Allow specimen to clot for 30 minutes at room temperature. 2. Centrifuge for 15 minutes at 1000 x g. 3. Aliquot 0.5 mL serum into a plastic vial. 4. Send frozen. | Serum SST - Frozen (preferred) - 21 days Refrigerated - 7 days | Monday | 2 - 7 days | 18 |  | No
FPALI | Paliperidone, Serum | 4113SP | 152 | 80342 | NMS Labs, Interface | ***Must submit one specimen per order. Specimens cannot be shared between multiple orders.*** Specimen Type: Serum Collection Container/Tube: Red Submission Container/Tube: Plastic vial Specimen Volume: 1 mL Collection Instructions: Draw blood in a plain, red-top tube(s). (Serum gel tube is not acceptable.) Spin down and send 1 mL of serum refrigerate in a preservative-free plastic vial. Min Vol: 0.5 mL | Serum Red - Refrigerated (preferred) - 14 days Frozen Ambient - 14 days | Monday - Sunday | 6 days | 10 |  | Yes
FPAN2 | Pancreastatin, Plasma | PST | 220 | 83519 | Inter Science Institute | Patient Preparation: 1. Patient should not be on any medications that may influence Insulin levels, if possible, for at least 48 hours prior to collection. 2. Patient should be fasting 10 hours prior to collection. Patient may drink plain water; no other liquid is acceptable. Specimen Type: Plasma Collection Container/Tube: Z tube (MCL T701) Submission Container/Tube: Plastic vial Specimen Volume: 3 mL Collection Instructions: 1. Draw 10 mL of blood in special Z-tube, pre-chilled (MCL T701). 2. Separate plasma from cells immediately after draw and freeze immediately after separation. 3. Send 3 mL of plasma frozen in a plastic vial. Min Vol: 1 mL | Z-Tube Plasma - Frozen (preferred) - 60 days | Monday through Friday | 3 to 5 days | 9 |  | Yes
FPARG | Parsley IgG | 41520 | 49.8 | 86001 | Eurofins Viracor, Interface | Draw blood in a plain, red-top tube(s), serum gel tube(s) is acceptable. Spin down and send 0.5 mL of serum refrigerated in a plastic vial. Min Vol: 0.5 mL | Serum - Refrigerated (preferred) - 28 days Frozen - 365 days Ambient - 7 days | Monday through Friday | 3 days | 7 |  | No
FPBLG | Pepper Black IgG | 57520 | 49.8 | 86001 | Eurofins Viracor, Interface | Draw blood in a plain red-top tube(s), serum gel tube(s) is acceptable. Spin down and send 0.5 mL of serum refrigerated in a plastic vial. Min Vol: 0.5 mL | Serum - Refrigerated (preferred) - 28 days Frozen - 365 days Ambient - 7 days | Monday through Friday | 3 days | 7 |  | No
FPBPG | Pepper Bell/Paprika IgG | 57720 | 49.8 | 86001 | Eurofins Viracor, Interface | Draw blood in a plain, red-top tube(s), serum gel tube(s) is acceptable. Spin down and send 0.5 mL of serum refrigerated in a plastic vial. Min Vol: 0.5 mL | Serum - Refrigerated (preferred) - 28 days Frozen - 365 days Ambient - 7 days | Monday through Friday | 3 days | 7 |  | No
FPCEL | Elastase, Pancreatic, Serum | ELASTASE-1 | 260 | 83520 | Inter Science Institute | Patient Preparation: The patient should fast for 10 to 12 hours prior to collection of specimen. Medications that affect pancreatic activity should be discontinued, if possible, for at least 48 hours prior to collection of specimen. Collection Container/Tube: Preferred: Red top Acceptable: Serum gel Submission Container/Tube: Plastic vial Specimen Volume: 3 mL Collection Instructions: 1. Draw blood in a plain, red-top or a serum gel tube(s). 2. Centrifuge as soon as possible, aliquot 3 mL of serum into a plastic vial, and freeze immediately. 3. Send frozen. Min Vol: 1 mL | Serum - Frozen (preferred) - 365 days Ambient - 72 hours Refrigerated - 7 days |  | 10 days | 14 |  | No
FPCFG | Pecan Food IgG | 52120 | 49.8 | 86001 | Eurofins Viracor, Interface | Draw blood in a plain red-top tube(s), serum gel tube(s) is acceptable. Spin down and send 0.5 mL of serum refrigerated in a plastic vial. Min Vol: 0.5 mL | Serum - Refrigerated (preferred) - 28 days Frozen - 365 days Ambient - 7 days | Monday through Friday | 3 days | 7 |  | No
FPCYE | Pepper Cayenne (Capsicum frutescens) IgE | 57610S | 44.36 | 86003 | Eurofins Viracor, Interface | Collection Container/Tube: Preferred: Red top Acceptable: Serum gel Submission Container/Tube: Plastic vial Specimen Volume: 0.5 mL Serum Collection Instructions: 1. Centrifuge and aliquot 0.5 mL of serum into a plastic vial. 2. Send refrigerate. Min Vol: 0.5 mL | Serum - Refrigerated (preferred) - 28 days Frozen - 28 days Ambient - 28 days | Monday through Friday | 2 to 3 days | 7 |  | Yes
FPD5C | Pyridoxal 5-phosphate (CSF) | NC05 | 216 | 84207 | Medical Neurogenetics, LLC (MNG) | Medical Neurogenetics collection kit (MCL T657) required. SPINAL FLUID: Note: One set of tubes is required per patient. Total CSF volume required is 4.5 milliliters Each collection kit contains 5 micro centrifuge tubes. Tube No. 3 contains antioxidants necessary to perform this test. COLLECTION PROTOCOL: CSF should be collected from the first drop into the tubes in the numbered order. 1. Fill each tube to the marked line with the required volumes. Tube 1: 0.5 mL Tube 2: 1 mL Tube 3: 1 mL (contains antioxidants necessary to protect the sample integrity) Tube 4: 1 mL Tube 5: 1 mL -If sample is not contaminated with blood, the tubes should be placed on dry ice at the bedside -If sample is contaminated with blood, the tubes should immediately be centrifuged (prior to freezing) and the clear CSF transferred to new similarly labeled tubes, then freeze. Store samples at -80 degrees C until they can be shipped. 2. Complete Medical Neurogenetics, LLC request form. Include test required, sample date and date of birth. 3. Label tubes with patient name and ID number, leaving the tube number visible. 4. Place samples inside a specimen transport bag and the Medical Neurogenetics, LLC request form inside the pouch of the transport bag. 5. Ship samples frozen on dry ice. | CSF - Frozen (preferred) | Monday through Friday | 10-14 days | 18 |  | Yes
FPDD | Pigeon/Dove Droppings Gel Diffusion | 83125 | 44.75 | 86331 | Eurofins Viracor, Interface | Specimen Type: Serum Container/Tube: Red or SST Specimen Volume: 0.5 mL Collection Instructions: Draw blood in a plain red-top tube(s), serum gel tube(s) is acceptable. Spin down and send 0.5 mL of serum refrigerated in a plastic vial. Min Vol: 0.5 mL | Serum - Refrigerated (preferred) - 28 days Frozen - 28 days Ambient - 28 days | Tuesday and Friday | 5 - 7 days | 14 |  | Yes
FPDPG | Prostaglandin D2 (PGD2) | PGD2 | 285 | 84150 | Inter Science Institute | Patient preparation: Patient should not be on aspirin, indomethacin, or anti-inflammatory medications, if possible, for at least 48 hours prior to collection of specimen. Container/Tube: Preferred: Red top Acceptable: Serum gel Submission Container/Tube: Plastic vial Specimen Volume: 3 mL Collection Instructions: 1. Draw blood in a plain, red-top tube(s), serum-gel tube(s) is acceptable. 2. Centrifuge as soon as possible, aliquot 3 mL of serum into a plastic vial, and freeze immediately. 3. Send frozen. Min vol: 1 mL | Serum Frozen 60 days | Monday through Friday | 3 to 5 days |  |  | Yes
FPEAC | Peach IgG | 42820 | 49.8 | 86001 | Eurofins Viracor, Interface | Draw blood in a plain red-top tube(s), serum gel tube(s) is acceptable. Spin down and send 0.5 mL of serum refrigerated in a plastic vial. Min Vol: 0.5 mL | Serum - Refrigerated (preferred) - 28 days Frozen - 365 days Ambient - 7 days | Monday through Friday | 3 days | 7 |  | No
FPEPA | Gastric Pepsin Assay | FPEPA | 115.68 | 83986, 84157, 82657 | Nemours Children's Health-Gastroenterology | Specimen Type: Tracheal or bronchial fluid Sources: Tracheal or bronchial fluid Container/Tube: Standard transport tube Specimen Volume: 1 mL Collection Instructions: 1. Collect 1 mL tracheal or bronchial fluid. 2. Transfer to a tightly capped plastic tube and freeze immediately. 3. Ship frozen. Min Vol: 0.5 mL | Body Fluid - Frozen (preferred) - 30 days | Monday and Wednesday only | 2 days | 9 |  | No
FPEPI | Pepsinogen I (PG I) | PGI | 210 | 83520 | Inter Science Institute | Patient preparation: 1. Patient should be fasting 10-12 hours prior to collection of specimen. 2. Antacids or other medications affecting stomach acidity or gastrointestinal motility should be discontinued, if possible, for at least 48 hours prior to collection. Specimen Type: Serum Collection Container/Tube: Preferred: Red top Acceptable: Serum gel, EDTA Submission Container/Tube: Plastic vial Specimen Volume: 3 mL Collection Instructions: 1. Draw blood in plain red-top tube(s), serum gel tube(s) or EDTA is acceptable. 2. Centrifuge and aliquot 3 mL serum in a plastic vial. 3. Send frozen. Min Vol: 1 mL | Serum - Frozen (preferred) - 14 days |  | 7 days | 11 |  | No
FPFUZ | Phenosense Entry HIV Drug Resistance Assay | E2000 | 760 | 87903 | Monogram Biosciences, Inc. (LabCorp) | Specimen Type: Plasma Container/Tube: Lavender-top (EDTA) or plasma preparation tube (PPT) Specimen Volume: 3 mL Collection Instructions: Draw blood into two 5-mL PPT (pearl top) or EDTA (lavender top) tube. Centrifuge specimen within six hours of collection. Transfer plasma to one or more polypropylene screw-capped tube(s) and freeze. Freeze immediately. Send 3 mL plasma in a screw-cap vial frozen. To avoid delays in turnaround time when requesting multiple tests, please submit separate frozen specimens for each test requested. RECOMMENDED: 1. Patient's most recent viral load 2. Viral load collection date NOTE: 1. Intended for use only for patients with viral loads greater than or equal to 500 copies/mL. For best results, viral loads should be confirmed within two weeks prior to submission for testing at Monogram. 2. Patient samples submitted <30 days apart are considered duplicate and will be canceled. Min Vol: 1.0 mL | Plasma EDTA - Frozen (preferred) - 14 days | Monday through Friday | 16 - 26 days | 30 |  | Yes
FPGNG | Pea Green IgG | 54620 | 49.8 | 86001 | Eurofins Viracor, Interface | Draw blood in a plain, red-top tube(s), serum gel tube(s) is acceptable. Spin down and send 0.5 mL of serum refrigerated in a plastic vial. Min Vol: 0.5 mL | Serum - Refrigerated (preferred) - 28 days Frozen - 365 days Ambient - 7 days | Monday through Friday | 3 days | 7 |  | No
FPGT | Phenosense Combination HIV Drug Resistance Assay | V7145 AND V7045 | 1844 | 87900/Infectious agent drug susceptibility phenotype prediction 87901/Infectious agent genotype analysis by nucleic acid; reverse transcriptase and protease 87903/Infectious agent phenotype analysis by nucleic acid with drug resistance tissue culture analysis; first through 10 drugs tested 87904/x12 Each additional drug tested | Monogram Biosciences, Inc. (LabCorp) | Specimen Type: Plasma Container/Tube: Lavender-top (EDTA) or plasma preparation tube (PPT) Specimen Volume: 3 mL Collection Instructions: Draw blood in either PPT (pearl top) or lavender-top (EDTA) tubes. Centrifuge specimen within six hours of collection. Remove plasma from cells immediately, and transfer specimen to a screw-capped, plastic vial. Freeze 3 mL of PPT plasma or EDTA plasma immediately, send specimen frozen. To avoid delays in turnaround time when requesting multiple tests, please submit separate frozen specimens for each test requested. RECOMMENDED: 1. Patient's most recent viral load. 2. Viral load collection date. NOTE: 1. Intended for use only for patients with viral loads greater than or equal to 500 copies/mL. For best results, viral loads should be confirmed within 2 weeks prior to submission for testing at Monogram. 2. Patient samples submitted <30 days apart are considered duplicate and will be cancelled. Min Vol: 1 mL | Plasma EDTA - Frozen (preferred) - 14 days | Monday through Friday | 16 - 22 days | 26 |  | Yes
FPHAS | Phadiatop (Allergy Screen) | 200 | 70 | 86005 | Eurofins Viracor, Interface | Specimen Type: Serum Container/Tube: Red or SST Specimen Volume: 0.5 mL Collection Instructions: Draw blood in a plain red-top tube(s), serum gel tube(s) is acceptable. Spin down and send 0.5 mL of serum refrigerated in a plastic vial. Min Vol: 0.5 mL | Serum - Refrigerated (preferred) - 28 days Frozen - 365 days Ambient - 28 days | Monday through Friday | 1 - 2 days | 6 |  | Yes
FPHEG | Promethazine (Phenergan) | 107 | 119.28 | 80342 | Medtox Laboratories, Inc. - Interface | Submit only 1 of the following specimens: Plasma Draw blood in a green-top (sodium heparin) tube(s), plasma gel tube is not acceptable. Spin down and send 3 mL sodium heparin plasma refrigerated in a plastic vial. Serum Draw blood in a plain, red-top tube(s), serum gel tube is not acceptable. Spin down and send 3 mL of serum refrigerated in a plastic vial. Min Vol: 0.6 mL | Varies - Refrigerated (preferred) - 14 days Frozen - 180 days Ambient - 72 hours | Monday through Sunday | 7 days | 11 |  | Yes
FPHEN | Benzene as Phenol, Occupational Exposure, Urine | 70258 | 89.43 | 82570/Creatinine 84600/Volatiles | Medtox Laboratories, Inc. - Interface | Collect 10 mL random urine without preservatives. Ship refrigerated in a plastic container. Min Vol: 1.2 mL | Urine - Refrigerated (preferred) - 14 days Frozen - 180 days | Monday through Sunday | 7 days | 11 |  | Yes
FPHET | Anti-Phosphatidylethanolamine Panel | FPHET | 134 | 83520 x 3 | BioAgilytix Diagnostics | Specimen Type: Serum Container/Tube: Red Top or SST Specimen Volume: 3 mL Collection Instructions: Draw blood in a plain ed-top tube(s), serum gel tube is acceptable. After collection, allow blood to clot for 30 minutes. Spin down and send 3 mL of serum frozen in a plastic vial. Min Vol: 0.5 mL | Serum - Frozen (preferred) - 30 days Refrigerated - 14 days | Wednesday | 1-7 days | 11 |  | Yes
FPHFL | pH, Fecal | 0020518 | 60 | 83986 | ARUP Laboratories, Interface | 5 g of liquid, random stool. Ship frozen. Separate specimens must be submitted when multiple tests are ordered. Min Vol: 1 g | Fecal - Frozen (preferred) - 14 days Refrigerated - 14 days | Sunday through Saturday | 1 - 3 days | 7 |  | Yes
FPHIV | Phenosense HIV Drug Resistance Replication Capacity | V3200 | 1277 | 87903 87904 x12 | Monogram Biosciences, Inc. (LabCorp) | Specimen Type: Plasma Container/Tube: Lavender-top (EDTA) or plasma preparation tube (PPT) Specimen Volumes: 3 mL Collection Instructions: Draw blood into two 5-mL PPT (pearl top) or EDTA (lavender top) tubes. Centrifuge specimen within 6 hours of collection. Transfer plasma to one or more polypropylene screw-capped tube(s) and freeze. Freeze immediately. Send 3 mL plasma in a screw-cap vial frozen. To avoid delays in turnaround time when requesting multiple tests, please submit separate frozen specimens for each test requested. RECOMMENDED: 1. Patient's most recent viral load. 2. Viral load collection date. NOTE: 1. Intended for use only for patients with viral loads greater than or equal to 500 copies/mL. For best results, viral loads should be confirmed within two weeks prior to submission for testing at Monogram. 2. Patient samples submitted <30 days apart are considered duplicate and will be canceled. Min Vol: 1 mL | Plasma EDTA - Frozen (preferred) - 14 days | Monday through Friday | 16 to 22 days | 26 |  | Yes
FPIAP | Pineapple IgG | 52220 | 49.8 | 86001 | Eurofins Viracor, Interface | Draw blood in a plain red-top tube(s), serum gel tube(s) is acceptable. Spin down and send 0.5 mL of serum refrigerated in a plastic vial. Min Vol: 0.5 mL | Serum - Refrigerated (preferred) - 28 days Frozen - 365 days Ambient - 7 days | Monday through Friday | 3 days | 7 |  | No
FPIBD | PROMETHEUS IBD Precis | 1810 | 656 | 81599 | Prometheus Laboratories, Inc. | Collection Container/Tube: Serum gel (red-top tubes are not acceptable) Submission Container/Tube: Plastic vial Specimen Volume: 2 mL Serum Collection Instructions: 1. Centrifuge and aliquot 2 mL serum into a plastic vial. 2. Send refrigerated. Min Volume: 0.5 mL | Serum SST: Refrigerated (preferred) 14 days/Ambient 7 days/Frozen 30 days | Monday through Friday | 4 days | 8 |  | Yes
FPIGF | Pigeon Feathers IgG | 83420 | 49.8 | 86001 | Eurofins Viracor, Interface | Specimen Type: Serum Container/Tube: Red or SST Specimen Volume: 0.5 mL Collection Instructions: Draw blood in a plain red-top tube(s), serum gel tube is acceptable. Spin down and send 0.5 mL of serum refrigerated in a plastic vial. Min Vol: 0.5 mL | Serum - Refrigerated (preferred) - 28 days Frozen - 365 days Ambient - 7 days | Monday through Friday | 3 days | 7 |  | Yes
FPINP | Pine Ponderosa IgE | 65010S | 44.36 | 86003 | Eurofins Viracor, Interface | Collection Container/Tube: Preferred: Red top Acceptable: Serum gel Submission Container/Tube: Plastic vial Specimen Volume: 0.5 mL Serum Collection Instructions: 1. Centrifuge and aliquot 0.5 mL of serum into a plastic vial. 2. Send refrigerate. Min Vol: 0.5 mL | Serum - Refrigerated (preferred) - 28 days Frozen - 28 days Ambient - 28 days | Monday through Friday | 2 to 3 days | 7 |  | Yes
FPLAT | Platinum, Serum | 3783SP | 168 | 83018 | NMS Labs, Interface | ***Must submit one specimen per order. Specimens cannot be shared between multiple orders.*** Draw blood in a plain, royal blue top tube(s). (Serum gel tube is not acceptable.) Spin down and send 1 mL of serum refrigerated in an acid washed (MCL Supply T619) or trace metal-free plastic container. Min Vol: 0.5 mL | Serum - Refrigerated (preferred) - 60 days Frozen - 60 days Ambient - 60 days | Monday - Sunday | 8 days | 12 |  | Yes
FPNG4 | Peanut IgG4 | 52022 | 57.5 | 86001 | Eurofins Viracor, Interface | Draw blood in a plain red-top tube(s), serum gel tube(s) is acceptable. Spin down and send 0.5 mL of serum refrigerated in a plastic vial. Min Vol: 0.5 mL | Serum - Refrigerated (preferred) - 28 days Frozen - 365 days Ambient - 7 days | Monday, Wednesday, Friday | 2 - 3 days | 7 |  | No
FPNTG | Peanut IgG | 52020 | 49.8 | 86001 | Eurofins Viracor, Interface | Collection Container/Tube: Preferred: Red Top Acceptable: Serum gel Submission Container/tube: Plastic vial Specimen Volume: 0.5 mL Collection Instructions: 1. Draw blood in a plain red-top tube(s), serum gel tube(s) is acceptable. 2. Centrifuge and aliquot 0.5 mL of serum into a plastic vial. 3. Send refrigerate. Min Vol: See Specimen Required | Serum - Refrigerated (preferred) - 28 days Frozen - 365 days Ambient - 7 days | Monday through Friday | 3 days | 7 |  | No
FPOLE | Pollock White (Pollachius virens) IgE | 48810S | 44.36 | 86003 | Eurofins Viracor, Interface | Collection Container/Tube: Preferred: Red top Acceptable: Serum gel Submission Container/Tube: Plastic vial Specimen Volume: 0.5 mL Serum Collection Instructions: 1. Centrifuge and aliquot 0.5 mL of serum into a plastic vial. 2. Send refrigerate. Min Vol: 0.5 mL | Serum - Refrigerated (preferred) - 28 days Frozen - 28 days Ambient - 28 days | Monday through Friday | 1 to 2 days | 6 |  | Yes
FPOLO | Poliovirus (Types 1, 3) Antibodies, Neutralization | 94106 | 203.62 | 86382 x 2 | Quest Diagnostics (IFD) | Specimen Type: Serum Container/Tube: Red or SST Specimen Volume: 1 mL Collection Instructions: Draw blood in a plain red-top tube(s), serum gel tube(s) is acceptable. Spin down and send 1 mL of serum refrigerate in a plastic vial. Min Vol: 0.5 mL | Serum - Refrigerated (preferred) - 14 days Frozen - 30 days Ambient - 5 days | Monday and Thursday | 1 - 6 days | 10 |  | Yes
FPOM | Pomegranate (Punica granatum) IgE | 33110S | 44.36 | 86003 | Eurofins Viracor, Interface | Collection Container/Tube: Preferred: Red top Acceptable: Serum gel Submission Container/Tube: Plastic vial Specimen Volume: 0.5 mL Serum Collection Instructions: 1. Centrifuge and aliquot 0.5 mL of serum into a plastic vial. 2. Send refrigerate. Min Vol: 0.5 mL | Serum - Refrigerated (preferred) - 28 days Frozen - 28 days Ambient - 28 days | Monday through Friday | 2 to 3 days | 7 |  | Yes
FPOPW | Poplar White (Populus alba) IgE | 63310S | 44.36 | 86003 | Eurofins Viracor, Interface | Collection Container/Tube: Preferred: Red top Acceptable: Serum gel Submission Container/Tube: Plastic vial Specimen Volume: 0.5 mL Serum Collection Instructions: 1. Centrifuge and aliquot 0.5 mL of serum into a plastic vial. 2. Send refrigerate. Min Vol: 0.5 mL | Serum - Refrigerated (preferred) - 28 days Frozen - 28 days Ambient - 28 days | Monday through Friday | 2 to 3 days | 7 |  | Yes
FPORG | Pork IgG | 52320 | 49.8 | 86001 | Eurofins Viracor, Interface | Collection Container/Tube: Preferred: Red Top Acceptable: Serum gel Submission Container/tube: Plastic vial Specimen Volume: 0.5 mL Collection Instructions: 1. Draw blood in a plain red-top tube(s), serum gel tube(s) is acceptable. 2. Centrifuge and aliquot 0.5 mL of serum into a plastic vial. 3. Send refrigerate. Min Vol: See Specimen Required | Serum - Refrigerated (preferred) - 28 days Frozen - 365 days Ambient - 7 days | Monday through Friday | 3 days | 7 |  | No
FPPOS | Posaconazole Susceptibility Testing | POS | 100 | 87999 - Unlisted Microbiology Procedure (Refer to patient report to apply the appropriate CPT code in place of this unlisted CPT code based on specimen organism.) 87188 - mould - MIC microdilution or agar dilution (if appropriate) 87186 - yeast - MIC microdilution or agar dilution (if appropriate) | U.T. Health Science Ctr San Antonio | Container/Tube: Agar slant or other appropriate media Specimen Volume: Organism in pure culture Complete and submit with specimen: 1. Fungus Test Lab Request Form Collection Instructions: 1. Organism must be in pure culture, actively growing. 2. Place specimen in a large infectious container (T146) and label as etiologic agent/infectious substance. | Varies: Ambient | Monday | 7-10 days | 21 |  | Yes
FPRK4 | Pork IgG4 | 52322 | 57.5 | 86001 | Eurofins Viracor, Interface | Collection Container/Tube: Preferred: Red Top Acceptable: Serum gel Submission Container/tube: Plastic vial Specimen Volume: 0.5 mL Collection Instructions: 1. Draw blood in a plain red-top tube(s), serum gel tube(s) is acceptable. 2. Centrifuge and aliquot 0.5 mL of serum into a plastic vial. 3. Send refrigerate. Min Vol: See Specimen Required | Serum - Refrigerated (preferred) - 28 days Frozen - 365 days Ambient - 7 days | Monday, Wednesday, Friday | 2 - 3 days | 7 |  | No
FPROS | Prostaglandin D2 (PG D2), Random Urine | PGD2R | 305 | 84150 | Inter Science Institute | Patient Preparation: Patient should not be on aspirin, indomethacin, or anti-inflammatory medications, if possible, for at least 48 hours prior to collection of specimen. Specimen Type: Urine Submission Container/Tube: Plastic, 10-mL tube (T068) Specimen Volume: 10 mL Collection Instructions: 1. Collect 10 mL random urine (NO preservative). 2. Freeze immediately and send specimen frozen in plastic, 10-mL urine tube (T068) 3. Specimen must remain frozen prior to and during shipping. Note: 24-hour urine collection is not acceptable. Min vol: 5 mL | Urine Frozen 60 days | Monday through Friday | 3 to 5 days | 9 |  | Yes
FPRTF | Parrot Australian (Budgerigar) Feathers IgE | 82510E | 56.06 | 86003 | Eurofins Viracor, Interface | Collection Container/Tube: Preferred: Red top Acceptable: Serum gel Submission Container/Tube: Plastic vial Specimen Volume: 0.5 mL Serum Collection Instructions: 1. Centrifuge and aliquot 0.5 mL of serum into a plastic vial. 2. Send refrigerate. Min Vol: 0.5 mL | Serum - Refrigerated (preferred) - 28 days Frozen - 28 days Ambient - 28 days | Monday through Friday | 1 to 2 days | 6 |  | Yes
FPT12 | Prothrombin Fragment 1+2 | 117230 | 186.3 | 83520 | LabCorp Burlington- Interface | Collection Container/Tube: Light-blue top (3.2% sodium citrate) Submission Container/Tube: Plastic vial Specimen Volume: 1 mL Plasma Collection Instructions: 1. Do not draw from an arm with a heparin lock or heparinized catheter. 2. Draw blood in a blue-top tube containing 3.2% buffered sodium citrate. 3. Mix immediately by gently inverting at least 6 times. 4. Centrifuge and aliquot 1 mL citrated plasma into a plastic vial. 5. Send frozen. Critical frozen. Separate specimens must be submitted when multiple tests are ordered. Min Vol: 0.5 mL | Plasma Na Cit Frozen 28 days | Once a week | 5 to 9 days | 7 to 13 days |  | Yes
FPTH | PTH Antibody | 36578 | 202 | 83519 | Quest Diagnostics Nichols Institute- Interface | Specimen Type: Serum Collection Container/Tube: Red or SST Submission Container/Tube: Plastic vial Specimen Volume: 1 mL Collection Instructions: 1. Draw blood in a plain, red-top tube(s), serum gel tube(s) is acceptable. 2. Centrifuge and send 1 mL of serum ambient in a plastic vial. Min Vol: 0.5 mL | Serum - Ambient (preferred) - 14 days Refrigerated - 14 days Frozen - 28 days | Wednesday, Sunday | 4-8 days | 14 |  | Yes
FPTWG | Potato White IgG | 52420 | 49.8 | 86001 | Eurofins Viracor, Interface | Draw blood in a plain red-top tube(s), serum gel tube(s) is acceptable. Spin down and send 0.5 mL of serum refrigerated in a plastic vial. Min Vol: 0.5 mL | Serum - Refrigerated (preferred) - 28 days Frozen - 365 days Ambient - 7 days | Monday through Friday | 3 days | 7 |  | No
FPYRE | Pyrethrum IgE | 85810S | 44.36 | 86003 | Eurofins Viracor, Interface | Collection Container/Tube: Preferred: Red top Acceptable: Serum gel Submission Container/Tube: Plastic vial Specimen Volume: 0.5 mL Serum Collection Instructions: 1. Centrifuge and aliquot 0.5 mL of serum into a plastic vial. 2. Send refrigerate. Min Vol: 0.5 mL | Serum - Refrigerated (preferred) - 28 days Frozen - 28 days Ambient - 28 days | Monday through Friday | 2 to 3 days | 7 |  | Yes
FQUET | Quetiapine (Seroquel) | 423 | 76.16 | 80342 | Medtox Laboratories, Inc. - Interface | Submit only 1 of the following specimens: Plasma Draw blood in a green-top (sodium heparin) tube(s), plasma gel tube not acceptable. Spin down and send 3 mL sodium heparin plasma refrigerated in a plastic vial. Serum Draw blood in a plain red-top tube(s), serum gel tube is not acceptable. Spin down and send 3 mL of serum refrigerated in a plastic vial. Min Vol: 0.6 mL | Varies - Refrigerated (preferred) - 14 days Frozen - 180 days Ambient - 72 hours | Monday through Sunday | 5 days | 9 |  | Yes
FQUIN | Quinoa (Chenopodium quinoa) IgE | 38110A | 67 | 86003 | Eurofins Viracor, Interface | Collection Container/Tube: Preferred: Red top Acceptable: Serum gel Submission Container/Tube: Plastic vial Specimen Volume: 0.5 mL Serum Collection Instructions: 1. Centrifuge and aliquot 0.5 mL of serum into a plastic vial. 2. Send refrigerate. Min Vol: 0.5 mL | Serum - Refrigerated (preferred) - 28 days Frozen - 28 days Ambient - 28 days | Monday through Friday | 1 to 2 days | 6 |  | Yes
FRAD | Radish (Raphanus sativus) IgE | 40610S | 44.36 | 86003 | Eurofins Viracor, Interface | Collection Container/Tube: Preferred: Red top Acceptable: Serum gel Submission Container/Tube: Plastic vial Specimen Volume: 0.5 mL Serum Collection Instructions: 1. Centrifuge and aliquot 0.5 mL of serum into a plastic vial. 2. Send refrigerate. Min Vol: 0.5 mL | Serum - Refrigerated (preferred) - 28 days Frozen - 28 days Ambient - 28 days | Monday through Friday | 2 to 3 days | 7 |  | Yes
FRASP | Raspberry IgG | 47220 | 49.8 | 86001 | Eurofins Viracor, Interface | Collection Container/Tube: Preferred: Red Top Acceptable: Serum gel Submission Container/tube: Plastic vial Specimen Volume: 0.5 mL Collection Instructions: 1. Draw blood in a plain red-top tube(s), serum gel tube(s) is acceptable. 2. Centrifuge and aliquot 0.5 mL of serum into a plastic vial. 3. Send refrigerate. Min Vol: See Specimen Required | Serum - Refrigerated (preferred) - 28 days Frozen - 365 days Ambient - 7 days | Monday through Friday | 3 days | 7 |  | No
FRBP | Retinol Binding Protein | 791 | 102.79 | 83883 | Quest Diagnostics Nichols Institute- Interface | Specimen Type: Serum Container/Tube: Red Top/SST acceptable Specimen Volume: 2 mL Collection Instructions: Draw blood in a plain red-top tube(s), serum gel tube(s) is acceptable. Spin down and send 2 mL of serum refrigerated in a plastic vial. Required: Fasting for at least 12 hours. Min Vol: 0.5 mL | Serum - Refrigerated (preferred) - 20 days Frozen - 180 days | Monday, Wednesday, Friday | 1 day | 9 |  | Yes
FRDG | Rhodotorula IgE | 77010E | 56.06 | 86003 | Eurofins Viracor, Interface | Collection Container/Tube: Preferred: Red top Acceptable: Serum gel Submission Container/Tube: Plastic vial Specimen Volume: 0.5 mL Serum Collection Instructions: 1. Centrifuge and aliquot 0.5 mL of serum into a plastic vial. 2. Send refrigerate. Min Vol: 0.5 mL | Serum - Refrigerated (preferred) - 28 days Frozen - 28 days Ambient - 28 days | Monday through Friday | 2 to 3 days | 7 |  | Yes
FRFIT | Rabies Antibody Endpoint | FRFIT | 115 | 86382 | RFFIT/K-State Rabies Laboratory | Specimen Type: Serum Container/Tube: Red Specimen Volume: 1 mL Collection Instructions: Draw blood in a plain red-top tube(s), Spin down and send 2 mL of serum refrigerated in a plastic vial. Note: 1. Serum gel tube is acceptable but must be poured off into plastic vial. 2. Collection date is required. Min Vol: 0.5 mL | Serum - Refrigerated (preferred) - 14 days Frozen - 60 days | Monday, Wednesday, Thursday | 14 to 21 days | 30 |  | No
FRFYG | Rye Food IgG | 52620 | 49.8 | 86001 | Eurofins Viracor, Interface | Collection Container/Tube: Preferred: Red Top Acceptable: Serum gel Submission Container/tube: Plastic vial Specimen Volume: 0.5 mL Collection Instructions: 1. Draw blood in a plain red-top tube(s), serum gel tube(s) is acceptable. 2. Centrifuge and aliquot 0.5 mL of serum into a plastic vial. 3. Send refrigerate. Min Vol: See Specimen Required | Serum - Refrigerated (preferred) - 28 days Frozen - 365 days Ambient - 7 days | Monday through Friday | 3 days | 7 |  | No
FRICE | Rice IgG | 52520 | 49.8 | 86001 | Eurofins Viracor, Interface | Collection Container/Tube: Preferred: Red Top Acceptable: Serum gel Submission Container/tube: Plastic vial Specimen Volume: 0.5 mL Collection Instructions: 1. Draw blood in a plain red-top tube(s), serum gel tube(s) is acceptable. 2. Centrifuge and aliquot 0.5 mL of serum into a plastic vial. 3. Send refrigerate. Min Vol: See Specimen Required | Serum - Refrigerated (preferred) - 28 days Frozen - 365 days Ambient - 7 days | Monday through Friday | 3 days | 7 |  | No
FRIFA | Rifampin Level | PKRIF | 150.5 | 80299 | National Jewish Health- Interface | Collection Container/Tube: Red top Submission Container/Tube: Plastic vial Specimen Volume: 2 mL Serum Collection Instructions: 1. Allow serum to clot for 30 minutes. 2. Immediately centrifuge and aliquot 2 mL of serum into a plastic vial. 3. Send frozen. The following information is required: -Specimen Type (source) -Dose (specify PO, IV, IM) -Date and time of last dose (for IV start/end time) Note: If the time of last dose and the blood draw are not accurately recorded, accurate interpretation of the concentration is not possible. Min Vol: 0.5 mL | Serum - Frozen (preferred) - 365 days | Monday through Friday | 10 days | 14 |  | No
FRISP | Risperidone (Risperdal) and 9-Hydroxyrisperidone | 757 | 85.96 | 80342 | Medtox Laboratories, Inc. - Interface | Submit only 1 of the following specimens: Plasma Specimen Type: Plasma (Preferred) Container/Tube: Green-top (sodium heparin) tube(s). Specimen volume: 3 mL Collection Instructions: Draw blood in a green-top (sodium heparin) tube(s), plasma gel tube is not acceptable. Spin down and send 3 mL sodium heparin plasma refrigerated in a plastic vial. Serum Specimen Type: Serum Container/Tube: Red-top tube, serum gel is not acceptable. Specimen volume: 3 mL Collection Instructions: Draw blood in a plain red-top tube(s), serum gel tube is not acceptable. Spin down and send 3 mL of serum refrigerated in a plastic vial. Min Vol: 0.6 mL | Varies - Refrigerated (preferred) - 7 days Frozen - 180 days Ambient - 72 hours | Monday through Sunday | 3 days | 7 |  | Yes
FROE | Oak Red (Quercus rubra) IgE | 163010E | 56.06 | 86003 | Eurofins Viracor, Interface | Collection Container/Tube: Preferred: Red top Acceptable: Serum gel Submission Container/Tube: Plastic vial Specimen Volume: 0.5 mL Serum Collection Instructions: 1. Centrifuge and aliquot 0.5 mL of serum into a plastic vial. 2. Send refrigerate. Min Vol: 0.5 mL | Serum - Refrigerated (preferred) - 28 days Frozen - 28 days Ambient - 28 days | Monday through Friday | 2 to 3 days | 7 |  | Yes
FROPI | Ropivacaine, Serum/Plasma | 4120SP | 168 | 80299 | NMS Labs | ***Must submit one specimen per order. Specimens cannot be shared between multiple orders.*** Submit only 1 of the following specimens: Serum Draw blood in a plain, red-top tube(s). (Serum gel tube is not acceptable.) Spin down and send 1 mL serum refrigerate in a plastic vial. Plasma Draw blood in a lavender-top (EDTA) or pink top tube(s). (Plasma gel tube is not acceptable.) Spin down and send 1 mL plasma refrigerate in plastic vial. Min Vol: 0.4 mL | Varies - Refrigerated (preferred) - 30 days Frozen - 90 days Ambient - 30 days | Monday through Sunday | 4 days | 10 |  | Yes
FRSE | Red Snapper (Lutjanus spp) IgE | 46710S | 44.36 | 86003 | Eurofins Viracor, Interface | Collection Container/Tube: Preferred: Red top Acceptable: Serum gel Submission Container/Tube: Plastic vial Specimen Volume: 0.5 mL Serum Collection Instructions: 1. Centrifuge and aliquot 0.5 mL of serum into a plastic vial. 2. Send refrigerate. Min Vol: 0.5 mL | Serum - Refrigerated (preferred) - 28 days Frozen - 28 days Ambient - 28 days | Monday through Friday | 1 to 2 days | 6 |  | Yes
FRSVQ | Respiratory Syncytial Virus (RSV) RNA, Qualitative Real-Time PCR | 16047 | 191.55 | 87634 | Quest Diagnostics (IFD) | Specimen Type: Bronchoalveolar lavage or bronchial wash Container/Tube: Sterile container Specimen Volume: 2 mL Collection Instructions: Collect in a sterile leak-proof container (no media or preservative). Ship refrigerated. Note: Specimen type is required. Min Vol: 0.6 mL | Varies - Refrigerated (preferred) - 14 days Frozen - 30 days Ambient - 7 days | Monday through Saturday | 1 to 3 days | 7 |  | Yes
FRT3S | T3 Reverse, LC/MS/MS | 90963 | 50 | 84482 | Quest Diagnostics Nichols Institute- Interface | Collection Container/Tube: Red top or serum gel Submission Container/Tube: Plastic vial Specimen Volume: 0.5 mL Serum Collection Instructions: 1. Allow blood to clot at room temperature for 30 minutes. 2. Within 24 hours of collection, centrifuge and aliquot serum immediately into a plastic vial. 3. Send frozen. Min Vol: 0.3 mL | Serum Frozen (preferred) 30 days Ambient 7 days Refrigerated 7 days | Daily | 2 to 4 days |  |  | Yes
FRUB | Rhubarb (Rheum rhaponticum) IgE | 36310E | 56.06 | 86003 | Eurofins Viracor, Interface | Collection Container/Tube: Preferred: Red top Acceptable: Serum gel Submission Container/Tube: Plastic vial Specimen Volume: 0.5 mL Serum Collection Instructions: 1. Centrifuge and aliquot 0.5 mL of serum into a plastic vial. 2. Send refrigerate. Min Vol: 0.5 mL | Serum - Refrigerated (preferred) - 28 days Frozen - 28 days Ambient - 28 days | Monday through Friday | 2 to 3 days | 7 |  | Yes
FSABI | Tysabri (Natalizumab) Immunogenicity | 30040 | 325 | 83516 | Eurofins Viracor, Interface | Collection Container/Tube: Preferred: Red Top Acceptable: Serum gel Submission Container/tube: Plastic vial Specimen Volume: 1.0 mL Collection Instructions: 1. Draw blood in a plain red-top tube(s), serum gel tube(s) is acceptable. 2. Centrifuge and aliquot 1.0 mL of serum into a plastic vial. 3 Send frozen. Min Vol: See Specimen Required | Serum - Frozen (preferred) 14 days Refrigerated - 14 days | Wednesday | 5 to 7 days | 14 |  | Yes
FSAG | Sage (Artemisia spp.) IgE | 73810E | 56.06 | 86003 | Eurofins Viracor, Interface | Collection Container/Tube: Preferred: Red top Acceptable: Serum gel Submission Container/tube: Plastic vial Specimen Volume: 0.5 mL serum Collection Instructions: 1. Centrifuge and aliquot 0.5 mL of serum into a plastic vial. 2. Send refrigerate. Min Vol: 0.5 mL | Serum - Refrigerated (preferred) - 28 days Frozen - 28 days Ambient - 28 days | Monday through Friday | 2 to 3 days | 7 |  | Yes
FSALG | Salmon IgG | 56620 | 49.8 | 86001 | Eurofins Viracor, Interface | Collection Container/Tube: Preferred: Red Top Acceptable: Serum gel Submission Container/tube: Plastic vial Specimen Volume: 0.5 mL Collection Instructions: 1. Draw blood in a plain red-top tube(s), serum gel tube(s) is acceptable. 2. Centrifuge and aliquot 0.5 mL of serum into a plastic vial. 3. Send refrigerate. Min Vol: See Specimen Required | Serum - Refrigerated (preferred) - 28 days Frozen - 365 days Ambient - 7 days | Monday through Friday | 3 days | 7 |  | No
FSCE | Cheese Swiss IgE | 43910S | 44.36 | 86003 | Eurofins Viracor, Interface | Specimen Type: Serum Collection Container/Tube: Preferred: Red top Acceptable: Serum gel Submission Container/Tube: Plastic vial Specimen Volume: 0.5 mL Serum Collection Instructions: 1. Centrifuge and aliquot 0.5 mL of serum into a plastic vial. 2. Send refrigerate. Min Vol: 0.5 mL | Serum - Refrigerated (preferred) - 28 days Frozen - 28 days Ambient - 28 days | Monday through Friday | 2 to 3 days | 7 |  | Yes
FSCN4 | SCN4A (Myotonia) DNA Sequencing Test | 146 | 1120 | 81406 | Athena Diagnostics | Draw blood in a lavender-top (EDTA) tube(s) and send 8 mL of whole blood. Ship Ambient. Note: Collection date and informed consent are required. Min Vol: 6 mL | Whole Blood EDTA - Ambient (preferred) - 10 days Refrigerated - 10 days | Varies | 21 - 28 days | 35 |  | Yes
FSCNE | Sugar Cane (Saccharum officinarum) IgE | 42410S | 44.36 | 86003 | Eurofins Viracor, Interface | Collection Container/Tube: Preferred: Red top Acceptable: Serum gel Submission Container/Tube: Plastic vial Specimen Volume: 0.5 mL Serum Collection Instructions: 1. Centrifuge and aliquot 0.5 mL of serum into a plastic vial. 2. Send refrigerate. Min Vol: 0.5 mL | Serum - Refrigerated (preferred) - 28 days Frozen - 28 days Ambient - 28 days | Monday through Friday | 2 to 3 days | 7 |  | Yes
FSCPR | Scleroderma Comprehensive Profile | 520128 |  | 86038 83516 86235 x 5 86256 | Esoterix Endocrinology- Interface | Collection Container/Tube: 10 mL Red Submission Container/Tube: Plastic vial Specimen Volume: 3 mL Acceptable: SST Collection Instructions: Draw blood in a plain red-top tube(s), serum gel tube is acceptable. Spin down and send 3 mL of serum refrigerated in a plastic vial. Min Vol: 1 mL (volume does not allow for repeat testing) | Serum - Refrigerated (preferred) - 14 days Frozen - 60 days Ambient - 7 days | Monday through Friday | 14-21 days | 25 | FSCPR Regular testing fee: 310.00 If Anti-SCL-70 Ab is positive (>=20), a Repeat (Test ID: FCA70) Anti-Scl-70 Ab test is performed, which will be under the original positive result - add $95.00. If Anti-Nuclear Ab by IFA is positive, reflex test (Test ID: FANTP) ANA Titer and Pattern is added at no additional charge. | Yes
FSERO | SeroNeg RAdx3 Profile | 520209 | 155 | 83520 83516 x2 | Esoterix Endocrinology- Interface | Collection Container/Tube: 10 mL Red Submission Container/Tube: Plastic vial Specimen Volume: 3 mL Acceptable: SST Collection Instructions: Draw blood in a plain red-top tube(s), serum gel tube is acceptable. Spin down and send 3 mL of serum refrigerated in a plastic vial. Min Vol: 3 mL (volume does NOT allow for repeat testing) | Serum - Refrigerated (preferred) - 14 days Frozen - 60 days Ambient - 7 days | Monday through Friday | 7-10 days | 14 |  | Yes
FSERT | Sertraline (Zoloft) and Desmethylsertraline | 122 | 80.84 | 80332 | Medtox Laboratories, Inc. - Interface | Submit only 1 of the following specimens: Plasma Specimen Type: Plasma Container/Tube: Green Top Specimen Volume: 2 mL Collection Instructions: Draw blood in a green-top (sodium heparin) tube, plasma gel tube is not acceptable. Spin down and send 2 mL of sodium heparin plasma refrigerated in a plastic vial. Serum Specimen Type: Serum Container/Tube: Red Specimen Volume: 2 mL Collection Instructions: Draw blood in a plain, red-top tube, serum gel tube is not acceptable. Spin down and send 2 mL of serum refrigerated in a plastic vial. Min Vol: 1.2 mL | Varies - Refrigerated (preferred) - 7 days Frozen - 180 days Ambient - 72 hours | Monday through Sunday | 3 days | 7 |  | Yes
FSESG | Sesame Seed IgG | 57920 | 49.8 | 86001 | Eurofins Viracor, Interface | Collection Container/Tube: Preferred: Red Top Acceptable: Serum gel Submission Container/tube: Plastic vial Specimen Volume: 0.5 mL Collection Instructions: 1. Draw blood in a plain red-top tube(s), serum gel tube(s) is acceptable. 2. Centrifuge and aliquot 0.5 mL of serum into a plastic vial. 3. Send refrigerate. Min Vol: See Specimen Required | Serum - Refrigerated (preferred) - 28 days Frozen - 365 days Ambient - 7 days | Monday through Friday | 3 days | 7 |  | No
FSFLE | Safflower (Carthamus tinctorius) IgE | 31410S | 44.36 | 86003 | Eurofins Viracor, Interface | Collection Container/Tube: Preferred: Red top Acceptable: Serum gel Submission Container/Tube: Plastic vial Specimen Volume: 0.5 mL Serum Collection Instructions: 1. Centrifuge and aliquot 0.5 mL of serum into a plastic vial. 2. Send refrigerate. Min Vol: 0.5 mL | Serum - Refrigerated (preferred) - 28 days Frozen - 28 days Ambient - 28 days | Monday through Friday | 2 to 3 days | 7 |  | Yes
FSHAG | Hickory Shagbark (Carya ovata) IgE | 67210E | 56.06 | 86003 | Eurofins Viracor, Interface | Collection Container/Tube: Preferred: Red top Acceptable: Serum gel Submission Container/Tube: Plastic vial Specimen Volume: 0.5 mL Serum Collection Instructions: 1. Centrifuge and aliquot 0.5 mL of serum into a plastic vial. 2. Send refrigerate. Min Vol: 0.5 mL | Serum - Refrigerated (preferred) - 28 days Frozen - 28 days Ambient - 28 days | Monday through Friday | 2 to 3 days | 7 |  | Yes
FSHPU | Sedative Hypnotic Panel, Urine | 19253 |  | 80307 | Medtox Laboratories, Inc. - Interface | Collect 10 mL random urine without preservatives. Ship refrigerated in a plastic container. Min Vol: 5 mL | Urine - Refrigerated (preferred) - 14 days Frozen - 180 days Ambient - 72 hours | Monday through Sunday | 7 days | 10 | Screen: $264.36 Gamma-Hydroxybutyric Acid Confirmation Test ID: FGHAC (if appropriate): $55.13 Ketamine Confirmation Test ID: FKMCU (if appropriate): $55.13 Benzodiazepine Confirmation Test ID: FBCQ (if appropriate): $55.13 Flunitrazepam Confirmation Test ID: FFTZC (if appropriate): no additional charge Barbiturate Confirmation Test ID: FBARB (if appropriate): no additional charge Ethyl Alcohol Confirmation Test ID: FMETA (if appropriate): no additional charge | Yes
FSHRG | Shrimp IgG | 52720 | 49.8 | 86001 | Eurofins Viracor, Interface | Collection Container/Tube: Preferred: Red top Acceptable: Serum gel Submission Container/tube: Plastic vial Specimen Volume: 0.5 mL Collection Instructions: 1. Draw blood in a plain red-top tube(s), serum gel tube(s) is acceptable. 2. Centrifuge and aliquot 0.5 mL of serum into a plastic vial. 3. Send refrigerate. Min Vol: See Specimen Required | Serum - Refrigerated (preferred) - 28 days Frozen - 365 days Ambient - 7 days | Monday through Friday | 3 days | 7 |  | No
FSILS | Silicon, Serum | 4190SP | 113 | 84285 | NMS Labs, Interface | ***Must submit one specimen per orders. Specimens cannot be shared between multiple orders.*** Specimen Type: Serum Collection Container/Tube: Plastic Royal Blue top tube (Trace metal-free; No additive) Specimen Volume: 2 mL Collection Instructions: Draw blood in a plastic, trace metal free, royal blue top, no additive tube(s). (Serum gel tube is not acceptable.) Promptly centrifuge and separate 2 mL into an acid washed plastic screw capped vial (T619). Ship refrigerated. Min Vol: 0.7 mL | Serum - Refrigerated (preferred) - 21 days Frozen - 14 days Ambient - 14 days | Monday through Sunday | 7 days | 11 |  | Yes
FSINS | Sinemet, Serum | 4205SP | 229 | 80299 | NMS Labs, Interface | ***Must submit one specimen per order. Specimens cannot be shared between multiple orders.*** Specimen Type: Serum Collection Container/Tube: Red top Submission Container/Tube: Plastic vial Specimen Volume: 1 mL Collection Instructions: 1. Draw blood in a plain, red-top tube(s). Serum gel tube is not acceptable. 2. Centrifuge and send 1 mL of serum frozen in a preservative-free plastic vial. Specimen must be frozen immediately, or results will be compromised. Min Vol: 0.5 mL | Serum Red - Frozen (preferred) - 6 days | Monday - Sunday | 10 days | 14 |  | Yes
FSLFU | Sulfonylurea Screen, Urine | 19105 | 157.35 | 80377 | Medtox Laboratories, Inc. - Interface | Collection Container: Plastic urine container Specimen Volume: 5 mL Collection Instructions: 1. Collect 5 mL random urine without preservative. 2. Ship refrigerated in a plastic container. Min Vol: 1.2 mL | Urine - Refrigerated (preferred) - 14 days Frozen - 180 days Ambient - 72 hours | Monday through Sunday | 5 - 7 days | 11 |  | Yes
FSOM1 | Somatostatin (Somatotropin Release-Inhibiting Factor, SRIF) | SOM | 205 | 75906 | Inter Science Institute | Patient Preparation: 1. Patient should be fasting 10 to 12 hours prior to collection. 2. Patient should not be on any medications that affect insulin secretion or intestinal motility, if possible, for at least 48 hours prior to collection. Collection Container/Tube: Preferred: Lavender top (EDTA) Acceptable: Special ISI GI preservative plasma tube (T125) Submission Container/Tube: Plastic vial Specimen Volume: 3 mL Collection Instructions: 1. Centrifuge as soon as possible and aliquot 3 mL of plasma into a plastic vial. 2. Freeze plasma immediately after separation and ship frozen. Minimum Volume: 1 mL | Frozen (preferred) 180 days/Refrigerated 7 days | Monday through Friday | 7 days | 11 |  | No
FSOTA | Sotalol (Betapace) | 394 | 82.23 | 80299 | Medtox Laboratories, Inc. - Interface | Submit only 1 of the following specimens: Plasma Draw blood in a green-top (sodium heparin) tube(s), plasma gel tube is not acceptable. Spin down and send 2 mL sodium heparin plasma refrigerated in a plastic vial. Serum Draw blood in a plain red-top tube(s), serum gel tube is not acceptable. Spin down and send 2 mL of serum refrigerated in a plastic vial. Min Vol: 0.3 mL | Varies - Refrigerated (preferred) - 14 days Frozen - 180 days Ambient - 72 hours | Monday through Sunday | 5 days | 9 |  | Yes
FSOYG | Soybean IgG | 52820 | 49.8 | 86001 | Eurofins Viracor, Interface | Collection Container/Tube: Preferred: Red top Acceptable: Serum gel Submission Container/tube: Plastic vial Specimen Volume: 0.5 mL Collection Instructions: 1. Draw blood in a plain red-top tube(s), serum gel tube(s) is acceptable. 2. Centrifuge and aliquot 0.5 mL of serum into a plastic vial. 3. Send refrigerate. Min Vol: See Specimen Required | Serum - Refrigerated (preferred) - 28 days Frozen - 365 days Ambient - 7 days | Monday through Friday | 3 days | 7 |  | No
FSPNG | Spinach IgG | 56420 | 49.8 | 86001 | Eurofins Viracor, Interface | Collection Container/Tube: Preferred: Red top Acceptable: Serum gel Submission Container/tube: Plastic vial Specimen Volume: 0.5 mL Collection Instructions: 1. Draw blood in a plain red-top tube(s), serum gel tube(s) is acceptable. 2. Centrifuge and aliquot 0.5 mL of serum into a plastic vial. 3. Send refrigerate. Min Vol: See Specimen Required | Serum - Refrigerated (preferred) - 28 days Frozen - 365 days Ambient - 7 days | Monday through Friday | 3 days | 7 |  | No
FSTBG | Strawberry IgG | 52920 | 49.8 | 86001 | Eurofins Viracor, Interface | Collection Container/Tube: Preferred: Red Top Acceptable: Serum gel Submission Container/tube: Plastic vial Specimen Volume: 0.5 mL Collection Instructions: 1. Draw blood in a plain red-top tube(s), serum gel tube(s) is acceptable. 2. Centrifuge and aliquot 0.5 mL of serum into a plastic vial. 3. Send refrigerate. Min Vol: See Specimen Required | Serum - Refrigerated (preferred) - 28 days Frozen - 365 days Ambient - 7 days | Monday through Friday | 3 days | 7 |  | No
FSTYR | Styrene, Occupational Exposure, Blood | 70247 | 92.42 | 84600 | Medtox Laboratories, Inc. - Interface | Collect 2 tubes green-top (sodium heparin) whole blood. Send 20 mL sodium heparin whole blood refrigerated. Collect specimen at end of shift or prior to next shift. Tubes should be filled to prevent loss of volatile compound into headspace. Min Vol: 2.5 mL | WB Sodium Heparin - Refrigerated (preferred) - 14 days Frozen - 180 days | Monday through Sunday | 7 days | 11 |  | Yes
FSUAB | Sulfatide Autoantibody Test | 210 | 605 | 83520 x2 Immunoassay, analyte, quant; not otherwise specified | Athena Diagnostics | Collection Container/Tube: 5 mL Red/Serum gel tube is also acceptable. Submission Container/Tube: Plastic vial Collection Instructions: 1. Draw blood in a plain, red-top tube(s), serum gel tube is acceptable. 2. Centrifuge and send 2 mL of serum refrigerated in a plastic vial. Min Vol: 0.5 mL | Serum - Refrigerated (preferred) - 21 days Frozen - 365 days Ambient - 72 hours | Upon receipt | 7 - 10 days | 14 |  | Yes
FSULU | Thiosulfate, Urine | 4472U | 209 | 82542 82570 81002 (if appropriate) | NMS Labs, Interface | ***Must submit one specimen per order. Specimens cannot be shared between multiple orders.*** Specimen Type: Urine Container/Tube: Plastic preservative-free urine container Specimen Volume: 4 mL Collection Instructions: Collect 4 mL random urine without preservative. Send specimen refrigerated in a plastic (preservative-free) urine container. Min Vol: 1.6 mL | Urine - Refrigerated (preferred) - 30 days Frozen - 14 days | Monday through Sunday | 7 to 12 days | 16 | No additional charge for the following reflex: FSGCU/NMS code 6022U-Specific Gravity Confirmation, Urine Reflex information: If Creatinine result is less than 300 or greater than 3000, Specific Gravity Confirmation, Urine (FSGCU/NMS code 6022U) will be performed, if appropriate, at no additional charge. | Yes
FSUNG | Sunflower Seed IgG | 182620 | 49.8 | 86001 | Eurofins Viracor, Interface | Collection Container/Tube: Preferred: Red Top Acceptable: Serum gel Submission Container/tube: Plastic vial Specimen Volume: 0.5 mL Collection Instructions: 1. Draw blood in a plain red-top tube(s), serum gel tube(s) is acceptable. 2. Centrifuge and aliquot 0.5 mL of serum into a plastic vial. 3. Send refrigerate. Min Vol: See Specimen Required | Serum - Refrigerated (preferred) - 28 days Frozen - 365 days Ambient - 7 days | Monday through Friday | 3 days | 7 |  | No
FSYG4 | Soybean IgG4 | 52822 | 57.5 | 86001 | Eurofins Viracor, Interface | Collection Container/Tube: Preferred: Red Top Acceptable: Serum gel Submission Container/tube: Plastic vial Specimen Volume: 0.5 mL Collection Instructions: 1. Draw blood in a plain red-top tube(s), serum gel tube(s) is acceptable. 2. Centrifuge and aliquot 0.5 mL of serum into a plastic vial. 3. Send refrigerate. Min Vol: See Specimen Required | Serum - Refrigerated (preferred) - 28 days Frozen - 365 days Ambient - 7 days | Monday, Wednesday, Friday | 2 to 3 days | 7 |  | No
FUABF | Uric Acid, Body Fluid | 0020513 | 55 | 84560 | ARUP Laboratories, Interface | Acceptable specimens: Drain, Peritoneal/Ascites, Pleural or Synovial Fluid. Collect 1 mL body fluid, centrifuge and separate to remove cellular material. Send frozen in plastic container. Min Vol: 0.5 mL | Body Fluid - Frozen (preferred) - 180 days Ambient - 24 hours Refrigerated - 5 days | Sunday through Saturday | 1 day | 5 |  | Yes
FUNBL | Fungitell, BAL | 1709 | 130 | 87449 | Eurofins Viracor, Interface | Specimen Type: BAL Sources: Bronchoalveolar lavage Container/Tube: Sterile container Specimen Volume: 1 - 3 mL Note: Ship frozen Min Vol: 0.5 mL | Lavage - Frozen (preferred) - 30 days Ambient - 4 days Refrigerated - 7 days | Monday through Saturday | 1 day | 6 |  | Yes
FUNBW | Fungitell, bronch wash | 1726 | 130 | 87449 | Eurofins Viracor, Interface | Collect 1-3 mL Bronchial Wash in a sterile screw top tube, ship frozen. Min Vol: 0.5 mL | Bronchial Washing - Frozen (preferred) - 30 days Ambient - 4 days Refrigerated - 7 days | Monday through Saturday | 1 day | 6 |  | Yes
FUNSF | Fungitell, CSF | 1703 | 130 | 87449 | Eurofins Viracor, Interface | Container/Tube: Sterile, leak-proof container Specimen Volume: 2 mL Collection Instructions: 1. Collect 1 to 3 mL of spinal fluid (CSF) in a sterile, leak-proof container. 2. Send 2 mL refrigerated. Specimen Minimum Volume: 0.5 mL | Refrigerated (preferred) - 14 days Ambient - 14 days Frozen - 14 days | Monday through Saturday | 1 day | 7 |  | Yes
FURA | Uranium, Urine | 4755U | 159 | 83018 | NMS Labs | ***Must submit one specimen per order. Specimens cannot be shared between multiple orders.*** Patient Preparation: For 48 hours before specimen collection, patient should avoid exposure to gadolinium-based contrast media. Supplies: NMS Acid Washed "Precleaned", 10 mL (T619) Container/Tube: Acid washed or trace metal free plastic container Specimen Volume: 1 mL Collection Instructions: 1. Collect urine in acid washed or trace metal free plastic container. 2. Submit 1 mL of urine refrigerated. Min Vol: 0.4 mL | Urine - Refrigerated (preferred) - 16 days Frozen - 30 days Ambient - 9 days | Varies | 7 days | 18 |  | Yes
FVANG | Vanilla IgG | 41320 | 49.8 | 86001 | Eurofins Viracor, Interface | Collection Container/Tube: Preferred: Red Top Acceptable: Serum gel Submission Container/tube: Plastic vial Specimen Volume: 0.5 mL Collection Instructions: 1. Draw blood in a plain red-top tube(s), serum gel tube(s) is acceptable. 2. Centrifuge and aliquot 0.5 mL of serum into a plastic vial. 3. Send refrigerate. Min Vol: See Specimen Required | Serum - Refrigerated (preferred) - 28 days Frozen - 365 days Ambient - 7 days | Monday through Friday | 3 days | 7 |  | No
FVENE | Venison IgE | 44710S | 44.36 | 86003 | Eurofins Viracor, Interface | Collection Container/Tube: Preferred: Red top Acceptable: Serum gel Submission Container/Tube: Plastic vial Specimen Volume: 0.5 mL Serum Collection Instructions: 1. Centrifuge and aliquot 0.5 mL of serum into a plastic vial. 2. Send refrigerate. Min Vol: 0.5 mL | Serum - Refrigerated (preferred) - 28 days Frozen - 28 days Ambient - 28 days | Monday through Friday | 2 to 3 days | 7 |  | Yes
FVIST | Hydroxyzine (Vistaril, Atarax), Serum | 197 | 65.46 | 80299 | Medtox Laboratories, Inc. - Interface | Submit only 1 of the following specimens: Plasma Draw blood in a green-top (sodium heparin) tube(s), plasma gel tube is not acceptable. Spin down and send 3 mL sodium heparin plasma refrigerated in a plastic vial. Serum Draw blood in a plain red-top tube(s), serum gel tube is not acceptable. Spin down and send 3 mL of serum refrigerated in a plastic vial. Min Vol: 0.6 mL | Varies - Refrigerated (preferred) - 7 days Frozen - 180 days Ambient - 72 hours | Monday through Sunday | 7 days | 11 |  | Yes
FVOST | Voriconazole Susceptibility Testing | VORI | 100 | 87999 - Unlisted Microbiology Procedure (Refer to patient report to apply the appropriate CPT code in place of this unlisted CPT code based on specimen organism.) 87188 - mould - MIC microdilution or agar dilution (if appropriate) 87186 - yeast - MIC microdilution or agar dilution (if appropriate) | U.T. Health Science Ctr San Antonio | Container/Tube: Agar slant or other appropriate media Specimen volume: Organism in pure culture Complete and submit with specimen: 1.Fungus Testing Lab request form Collection Instructions: 1. Organism must be in pure culture, actively growing. 2. Place specimen in a large infectious container (T146) and label as etiologic agent/infectious substance. | Varies - Ambient (preferred) | Monday - Mould Tuesday and Thursday - Yeast | 7 to 10 days | 21 |  | Yes
FWALG | Walnut Food (Juglans spp) IgG | 143720 | 49.8 | 86001 | Eurofins Viracor, Interface | Draw blood in a plain red-top tube(s), serum gel tube(s) is acceptable. Spin down and send 0.5 mL of serum refrigerated in a plastic vial. Min Vol: 0.5 mL | Serum - Refrigerated (preferred) - 28 days Frozen - 365 days Ambient - 7 days | Monday through Friday | 3 days | 7 |  | No
FWALP | Wall Eyed Pike (Sander vitreus)(Stizostedium vitreum) IgE | 47310S | 44.36 | 86003 | Eurofins Viracor, Interface | Collection Container/Tube: Preferred: Red top Acceptable: Serum gel Submission Container/Tube: Plastic vial Specimen Volume: 0.5 mL Serum Collection Instructions: 1. Centrifuge and aliquot 0.5 mL of serum into a plastic vial. 2. Send refrigerate. Min Vol: 0.5 mL | Serum - Refrigerated (preferred) - 28 days Frozen - 28 days Ambient - 28 days | Monday through Friday | 1 to 2 days | 6 |  | Yes
FWARP | Warfarin, Plasma | 4800SP | 109 | 80375 | NMS Labs, Interface | **Must submit one specimen per order. Specimens cannot be shared between multiple orders.*** Collection Container/Tube: EDTA (lavender top) or pink top Submission Container/Tube: Plastic vial Specimen Volume: 1 mL Collection Instructions: 1. Draw blood in EDTA (lavender top) or pink top tube(s). Plasma gel tube is not acceptable. 2. Centrifuge and send 1 mL of plasma refrigerate in preservative-free plastic vial. Min Vol: 0.5 mL | Plasma EDTA - Refrigerated (preferred) - 30 days Frozen Ambient - 30 days | Monday-Sunday | 7 days | 11 |  | Yes
FWATG | Watermelon IgG | 53320 | 49.8 | 86001 | Eurofins Viracor, Interface | Draw blood in a plain red-top tube(s), serum gel tube(s) is acceptable. Spin down and send 0.5 mL of serum refrigerated in a plastic vial. Min Vol: 0.5 mL | Serum - Refrigerated (preferred) - 28 days Frozen - 365 days Ambient - 7 days | Monday through Friday | 3 days | 7 |  | No
FWCR1 | Walnut Component rJug r 1 | 30286 | 91 | 86008 | Eurofins Viracor, Interface | Specimen Type: Serum Container/Tube: Red or SST Specimen Volume: 0.5 mL Collection Instructions: Draw blood in a plain red-top tube(s), serum gel tube is acceptable. Spin down and send 0.5 mL of serum refrigerated in a plastic vial. Min Vol: 0.5 mL | Serum - Refrigerated (preferred) - 28 days Frozen - 365 days Ambient - 28 days | Monday through Friday | 1 - 2 days | 6 |  | Yes
FWFHG | Venom W-F Hornet IgG | 402904P | 57.5 | 86001 | Eurofins Viracor, Interface | Draw blood in a plain red-top tube(s), serum gel tube(s) is acceptable. Spin down and send 0.5 mL of serum refrigerated in a plastic vial. Min Vol: 0.5 mL | Serum - Refrigerated (preferred) - 28 days Frozen - 365 days Ambient - 7 days | Monday through Friday | 2 - 3 days | 7 |  | Yes
FWHFE | Whitefish IgE | 49210E | 56.06 | 86003 | Eurofins Viracor, Interface | Specimen Type: Serum Container/Tube: Red Top Specimen Volume: 0.5 mL Collection Instructions: Draw blood in a plain red-top tube(s), serum gel tube(s) is acceptable. Spin down and send 0.5 mL of serum refrigerated in a plastic vial. Min Vol: 0.5 mL | Serum - Refrigerated (preferred) - 28 days Frozen - 28 days Ambient - 28 days | Monday through Friday | 1 to 2 days | 6 |  | Yes
FWHG4 | Wheat IgG4 | 53422 | 57.5 | 86001 | Eurofins Viracor, Interface | Specimen Type: Serum Container/Tube: Red Top Specimen Volume: 0.5 mL Collection Instructions: Draw blood in a plain red-top tube(s), serum gel tube(s) is acceptable. Spin down and send 0.5 mL of serum refrigerated in a plastic vial. Min Vol: 0.5 mL | Serum - Refrigerated (preferred) - 28 days Frozen - 365 days Ambient - 7 days | Monday, Wednesday, Friday | 2 - 3 days | 7 |  | No
FWHGY | Whey IgG | 49720 | 49.8 | 86001 | Eurofins Viracor, Interface | Specimen Type: Serum Container/Tube: Red Top Specimen Volume: 0.5 mL Collection Instructions: Draw blood in a plain red-top tube(s), serum gel tube(s) is acceptable. Spin down and send 0.5 mL of serum refrigerated in a plastic vial. Min Vol: 0.5 mL | Serum - Refrigerated (preferred) - 28 days Frozen - 365 days Ambient - 7 days | Monday through Friday | 3 days | 7 |  | No
FWHTG | Wheat IgG | 53420 | 49.8 | 86001 | Eurofins Viracor, Interface | Specimen Type: Serum Container/Tube: Red Top Specimen Volume: 0.5 mL Collection Instructions: Draw blood in a plain red-top tube(s), serum gel tube(s) is acceptable. Spin down and send 0.5 mL of serum refrigerated in a plastic vial. Min Vol: 0.5 mL | Serum - Refrigerated (preferred) - 28 days Frozen - 365 days Ambient - 7 days | Monday through Friday | 3 days | 7 |  | No
FWING | Wingscale (Atriplex Canescens) IgE | 72110S | 44.36 | 86003 | Eurofins Viracor, Interface | Collection Container/Tube: Preferred: Red top Acceptable: Serum gel Submission Container/Tube: Plastic vial Specimen Volume: 0.5 mL Serum Collection Instructions: 1. Centrifuge and aliquot 0.5 mL of serum into a plastic vial. 2. Send refrigerate. Min Vol: 0.5 mL | Serum - Refrigerated (preferred) - 28 days Frozen - 28 days Ambient - 28 days | Monday through Friday | 2 to 3 days | 7 |  | Yes
FWJR | Juniper Western (Juniperus occidentalis) IgE | 68310S | 44.36 | 86003 | Eurofins Viracor, Interface | Collection Container/Tube: Preferred: Red top Acceptable: Serum gel Submission Container/Tube: Plastic vial Specimen Volume: 0.5 mL Serum Collection Instructions: 1. Centrifuge and aliquot 0.5 mL of serum into a plastic vial. 2. Send refrigerate. Min Vol: 0.5 mL | Serum - Refrigerated (preferred) - 28 days Frozen - 28 days Ambient - 28 days | Monday through Friday | 2 to 3 days | 7 |  | Yes
FWWE | Hemp Western Water (Acnida tamariscina) IgE | 72710S | 44.36 | 86003 | Eurofins Viracor, Interface | Collection Container/Tube: Preferred: Red top Acceptable: Serum gel Submission Container/Tube: Plastic vial Specimen Volume: 0.5 mL Serum Collection Instructions: 1. Centrifuge and aliquot 0.5 mL of serum into a plastic vial. 2. Send refrigerate. Min Vol: 0.5 mL | Serum - Refrigerated (preferred) - 28 days Frozen - 28 days Ambient - 28 days | Monday through Friday | 2 to 3 days | 7 |  | Yes
FYOG | Yogurt (Lactobacillus bulgaricus) IgE | 31510S | 44.36 | 86003 | Eurofins Viracor, Interface | Collection Container/Tube: Preferred: Red top Acceptable: Serum gel Submission Container/Tube: Plastic vial Specimen Volume: 0.5 mL Serum Collection Instructions: 1. Centrifuge and aliquot 0.5 mL of serum into a plastic vial. 2. Send refrigerate. Min Vol: 0.5 mL | Serum - Refrigerated (preferred) - 28 days Frozen - 28 days Ambient - 28 days | Monday through Friday | 2 to 3 days | 7 |  | Yes
FZCCE | Zucchini (Cucurbita spp) IgE | 48510S | 44.36 | 86003 | Eurofins Viracor, Interface | Collection Container/Tube: Preferred: Red top Acceptable: Serum gel Submission Container/Tube: Plastic vial Specimen Volume: 0.5 mL Serum Collection Instructions: 1. Centrifuge and aliquot 0.5 mL of serum into a plastic vial. 2. Send refrigerate. Min Vol: 0.5 mL | Serum - Refrigerated (preferred) - 28 days Frozen - 28 days Ambient - 28 days | Monday through Friday | 2 to 3 days | 7 |  | Yes
FZIP | Ziprasidone (Geodone, Zeldox) | 442 | 83.23 | 80342 | Medtox Laboratories, Inc. - Interface | Submit only 1 of the following specimens Plasma Draw blood in a green-top (sodium heparin) tube(s), plasma gel tube is not acceptable. Spin down and send 2 mL sodium heparin plasma refrigerated in a plastic vial. Serum Draw blood in a plain red-top tube(s), serum gel tube is not acceptable. Spin down and send 2 mL of serum refrigerated in a plastic vial. Min Vol: 0.3 mL | Varies - Refrigerated (preferred) - 7 days Frozen - 180 days Ambient - 72 hours | Monday through Sunday | 5 days | 9 |  | Yes
FZNT8 | ZnT8 Antibodies | 503995 | 80 | 86341 | Esoterix Endocrinology- Interface | Collection Container/Tube: Preferred: Red top Acceptable: Serum gel Submission Container/Tube: Plastic vial Specimen Volume: 0.5 mL Serum Collection Instructions: 1. Within 45 minutes of collection, centrifuge and aliquot serum into a plastic vial. 2. Send refrigerate. Min vol: Serum: 0.2 mL; Note: This volume does not allow for repeat testing. | Serum Refrigerated (preferred) 7 days Ambient 7 days Frozen 64 days | Once a week | 6 to 10 days |  |  | Yes
FZOLP | Zolpidem (Ambien), serum or plasma | 378 | 123.49 | 80368 | Medtox Laboratories, Inc. - Interface | Submit only 1 of the following specimens: Plasma Draw blood in a green-top (sodium heparin) tube(s), plasma gel tube is not acceptable. Spin down and send 2 mL sodium heparin plasma refrigerated in a plastic vial. Serum Draw blood in a plain red-top tube(s), serum gel tube is not acceptable. Spin down and send 2 mL of serum refrigerated in a plastic vial. Min Vol: 0.25 mL | Varies - Refrigerated (preferred) - 7 days Frozen - 180 days Ambient - 72 hours | Monday through Sunday | 3 days | 7 |  | Yes
HIPA | Hippuric Acid, Urine | 2300U | 111 | 82570 83921 81002 (if appropriate) | NMS Labs | ***Must submit one specimen per order. Specimens cannot be shared between multiple orders.*** Specimen Type: Urine Container/Tube: Plastic preservative-free urine container Specimen Volume: 3 mL Collection Instructions: Collect 3 mL random urine specimen at end of shift. Send specimen refrigerated in a plastic, preservative-free urine container. Min Vol: 1.1 mL | Urine - Refrigerated (preferred) - 30 days Frozen - 30 days Ambient - 5 days | Monday through Sunday | 7 - 12 days | 16 |  | Yes
KBAL | Karius Focus, Bronchoalveolar Lavage | KBAL |  | 81479 | Karius Laboratory | Collection Container/Tube: Sterile, leak-proof freezable container Specimen Volume: 1.5 mL Collection Instructions: 1. Collect bronchoalveolar lavage fluid (BALF) specimen according to your institutional guidelines. 2. Within 12 hours of specimen collection, transfer at least 1.5 mL BALF specimen to a sterile container and freeze Additional Information 1. Specimen cannot be shared with other tests. 2. Specimen trap collection containers (with suction catheters attached) will be rejected due to the high risk of leakage and contamination upon opening. Avoid use of these for BALF specimens. 3. If specimen transfer into an acceptable sterile container is necessary, perform specimen transfer in a biosafety cabinet. Place the container in a separate sealed plastic bag. Minimum Volume: 1.5 mL | Bronchoalveolar Lavage: Frozen 180 days | Monday through Saturday | 1 day | 5 | Fees for testing with Strategic Sourcing partners are negotiated through client contracts. Have client contact Mayo Business office if requesting fee for testing. | Yes
KPLA | Karius Spectrum Plasma | KPLA |  | 0152U | Karius Laboratory | Collection Container/Tube: Preferred: Plasma preparation tube (PPT) Acceptable: Lavender top (K2 EDTA) Submission Container/Tube: Preferred: PPT Acceptable: Sterile polypropylene tube Specimen Volume: 1 mL Plasma Collection Instructions: 1. Gently invert tube 8 to 10 times to mix whole blood. 2. Centrifuge specimen as follows: a. For PPT: Within 6 hours of collection, centrifuge at 1100 x g for 10 minutes. b. For K2 EDTA: i. Within 24 hours of collection, centrifuge at 1600 x g for 10 minutes. For tubes less than 4 mL, refer to tubes manufacturer’s instructions for centrifugation speed and time. ii. Aliquot 1 mL of plasma into a sterile polypropylene tube, taking care not to disturb the buffy coat. Minimum Volume: Plasma: 0.7 mL | Plasma: Frozen (preferred) 180 days/Ambient 4 days | Monday through Saturday | 1 day | 6 | Fees for testing with Strategic Sourcing partners are negotiated through client contracts. Have client contact Mayo Business office if requesting fee for testing. | Yes
LCYP | Cytokine Panel, 13 Analytes, Quantitative, Serum | LCYP |  | 83520 x 12, 83529 | Progentec Diagnostics, Interface | Serum/0.5mL Collection Container/Tube: Serum gel or red top Submission Container/Tube: Plastic Vial Specimen Volume: 1.0 mL Serum Collection Instructions: 1. As soon as possible or within 2 hours of collection, centrifuge and aliquot 1mL of serum into a plastic vial. 2. Send frozen. NOTE: CRITICAL FROZEN. Separate specimens must be submitted when multiple tests are ordered. | Frozen – 30 days | Tuesday, Thursday, Friday | 1 day | 5 |  | No
LDAI | Progentec aiSLE DX Lupus Disease Activity Index, Plasma | LDAI |  | 0446U | Progentec Diagnostics, Interface | Supplies: Sarstedt Aliquot Tube, 5 mL (T914) Collection Container/Tube: Yellow top (ACD solution A) Submission Container/Tube: Plastic vial Specimen Volume: 1 mL Collection Instructions: 1. Centrifuge at 1500 x g for 20 minutes. 2. Aliquot plasma into plastic vial. 3. Freeze specimen within 2 hours of collection. Note: Critical frozen. Separate specimens must be submitted when multiple tests are ordered. Min Vol: 0.5 mL | Plasma - Frozen (preferred) - 74 days |  | 1 day | 14 |  | No
LFRI | Progentec aiSLE DX Lupus Flare Risk Index, Plasma | LFRI |  | 0447U | Progentec Diagnostics, Interface | Supplies: Sarstedt Aliquot Tube, 5 mL (T914) Collection Container/Tube: Yellow top (ACD solution A) Submission Container/Tube: Plastic vial Specimen Volume: 1 mL Collection Instructions: 1. Centrifuge at 1500 x g for 20 minutes. 2. Aliquot plasma into plastic vial. 3. Freeze specimen within 2 hours of collection. Note: Critical frozen. Separate specimens must be submitted when multiple tests are ordered. Min Vol: 0.5 mL | Plasma - Frozen (preferred) - 74 days |  | 1 day | 14 | Fees for testing with Strategic Sourcing partners are negotiated through client contracts. Have client contact Mayo Business office if requesting fee for testing. | No
LORAZ | Lorazepam (Ativan), Serum | 64 | 73.59 | 80346 G0480 (if appropriate) | Medtox Laboratories, Inc. - Interface | Submit only 1 of the following specimens: Plasma: Specimen Type: Plasma Collection Container/Tube: Green top Submission Container/Tube: Plastic vial Specimen Volume: 2 mL Collection Instructions: Draw blood in a green-top sodium heparin tube(s), plasma gel tube is not acceptable. Centrifuge and send 2 mL of plasma refrigerated in a plastic vial. Serum: Specimen Type: Serum Collection Container/Tube: Red top Submission Container/Tube: Plastic vial Specimen Volume: 2 mL Collection Instructions: Draw blood in a plain, red-top tube(s), serum gel tube is not acceptable. Centrifuge and send 2 mL of serum refrigerated in a plastic vial. Min Vol: 0.6 mL | Varies - Refrigerated (preferred) - 14 days Frozen - 180 days Ambient - 72 hours | Monday, Tuesday, Thursday, Friday | 5 to 9 days | 13 |  | Yes
LUCHM | LiquidHALLMARK ctDNA and ctRNA | LUCHM |  | 81479 | Lucence Health, Inc. | Specimen Type: Whole blood Supplies: Streck Tan Top Tube Kit (T715) Container/Tube: Two 10-mL Streck cell-free DNA (cfDNA) blood collection tubes Specimen Volume: 20 mL; 10 mL in two Streck tubes Collection Instructions: 1. Invert several times to mix blood. 2. Send whole blood specimen in original tube. Do not centrifuge or aliquot. | Ambient 4 days Specimen must be received at Mayo Clinic Laboratories within 4 days of collection. | Monday through Friday | 8 days | 12 | Fees for testing with Strategic Sourcing partners are negotiated through client contracts. Have client contact Mayo Business office if requesting fee for testing. | No
LUCSF | LiquidHALLMARK CSF | LUCSF |  | 81455 | Lucence Health, Inc. | Supplies: Sterile Specimen Tube, 6mL (T485) Collection Container/Tube: Sterile Tube Specimen Volume: 5 mL Collection Instructions: 1. Perform lumbar puncture and discard the first 1 mL to 2 mL of cerebrospinal fluid (CSF). 2. Collect CSF directly into a sterile tube. 3. Inspect specimen for visible discoloration. Specimen must be clear and colorless to perform testing. 4. Freeze sample upright prior to placing in transport container. 5. Send Frozen. Specimen Minimum Volume: 1 mL | CSF Frozen 30 Days | Monday through Friday | 8 days | 12 |  | No
OVAPA | Ovarian Malignancy Risk Assessment, Ova1Plus, Serum | OVAPA |  | 81503 0003U | Aspira Labs, Inc | Collection Container/Tube: Preferred: Serum gel Acceptable: Red top Submission Container/Tube: Plastic vial Specimen Volume: 2 mL Serum Collection Information: 1. Allow the specimen to clot for at least 30 minutes. 2. Within 2 hours of collection, centrifuge the specimen. 3. For serum gel tubes, aliquot serum into a plastic vial or send centrifuged serum gel tube. 4. For red top tubes, aliquot serum into a plastic vial within 10 minutes of centrifugation. Specimen Minimum Volume Serum: 1.5 mL | Serum; Refrigerated (preferred) 8 days Frozen 90 days | Monday, Wednesday, Friday | 2 days | 5 | Fees for testing with Strategic Sourcing partners are negotiated through client contracts. Have client contact Mayo Business office if requesting fee for testing. | Yes
OVAWA | Ovarian Mass Risk Monitoring, OvaWatch, Serum | OVAWA |  | 0375U | Aspira Labs, Inc | Collection Container/Tube: Sarstedt Aliquot Tube, 5 mL (T914) Preferred: Serum gel Acceptable: Red top Submission Container/Tube: Plastic vial Specimen Volume: 2 mL Serum Collection Information: 1. Allow the specimen to clot for at least 30 minutes. 2. Within 2 hours of collection, centrifuge the specimen. 3. For serum gel tubes, aliquot serum into a plastic vial or send centrifuged serum gel tube. 4. For red top tubes, aliquot serum into a plastic vial within 10 minutes of centrifugation. Specimen Minimum Volume Serum 1.5 mL | Serum: Refrigerated (preferred) 8 days Frozen 90 days | Monday, Wednesday, Friday | 2 days | 5 | Fees for testing with Strategic Sourcing partners are negotiated through client contracts. Have client contact Mayo Business office if requesting fee for testing. | Yes
PCPUG | Phencyclidine (PCP), Confirmation, serum | 92 | 69.57 | 83992 | Medtox Laboratories, Inc. - Interface | Submit only 1 of the following specimens: Serum Draw blood in a plain red-top tube(s), serum gel tube is not acceptable. Spin down and send 5 mL of serum refrigerated in a plastic vial. Plasma Draw blood in a green-top (sodium heparin) tube(s), plasma gel tube is not acceptable. Spin down and send 5 mL sodium heparin plasma refrigerated in a plastic vial. Min Vol: 2 mL | Varies - Refrigerated (preferred) - 14 days Frozen - 180 days | Monday through Sunday | 5 days | 9 |  | Yes
PNZN | Perphenazine, Serum or Plasma | 91 | 85.63 | 80299 | Medtox Laboratories, Inc. - Interface | Submit only 1 of the following specimens Plasma Draw blood in a green-top (sodium heparin) tube(s). Plasma gel tube is not acceptable. Spin down and send 3 mL sodium heparin plasma refrigerated in amber vial (T915) to protect from light. Serum Draw blood in a plain, red-top tube(s). Serum gel tube is not acceptable. Spin down and send 3 mL of serum refrigerated in amber vial (T915) to protect from light. Min Vol: 0.3 mL | Varies - Refrigerated (preferred) - 7 days Frozen - 180 days Ambient - 72 hours | Monday through Friday | 5 days | 9 |  | Yes
PROLX | Fluphenazine (Prolixin), Serum | 52 | 85.63 | 80342 | Medtox Laboratories, Inc. - Interface | Collection Container/Tube: Red top Submission Container/Tube: Plastic vial Specimen Volume: 3 mL Collection Instructions: Draw blood in a plain, red-top tube(s), serum-gel tube is not acceptable. Centrifuge and send 3 mL of serum refrigerate in a plastic vial. Min Vol: 0.5 mL | Serum Red - Refrigerated (preferred) - 14 days Frozen - 180 days Ambient - 72 hours | Monday through Sunday | 5 days | 9 |  | Yes
PROTR | Protriptyline (Vivactyl) | 110 | 62.99 | 80335 | Medtox Laboratories, Inc. - Interface | Submit only 1 of the following specimens: Plasma Draw blood in a green-top (sodium heparin) tube(s), plasma gel tube is not acceptable. Spin down and send 2 mL sodium heparin plasma refrigerated in a plastic vial. Serum Draw blood in a plain red-top tube(s), serum gel tube is not acceptable. Spin down and send 2 mL of serum refrigerated in a plastic vial. Min Vol: 0.4 mL | Varies - Refrigerated (preferred) - 7 days Frozen - 180 days Ambient - 72 hours | Monday through Sunday | 3 days | 6 |  | Yes
RIT | Methylphenidate, Serum | 79 | 69.57 | 80360 | Medtox Laboratories, Inc. - Interface | Submit only 1 of the following specimens: Plasma Draw blood in a green-top (sodium heparin) tube(s), plasma gel tube is not acceptable. Spin down and freeze immediately. Send 2 mL of sodium heparin plasma frozen in a plastic vial on dry ice. Serum Draw blood in a plain red-top tube(s), serum gel tube is not acceptable. Spin down and freeze immediately. Send 2 mL serum frozen in a plastic vial on dry ice. Min Vol: 0.5 mL | Varies - Frozen (preferred) - 180 days | Tuesday and Thursday | 5 to 9 days | 13 |  | Yes
VIGA | Vigabatrin (Sabril) | 422 | 97.67 | 80339 | Medtox Laboratories, Inc. - Interface | Submit only 1 of the following specimens Plasma Draw blood in a green-top (sodium heparin) tube(s), plasma gel tube is not acceptable. Spin down and send 1 mL sodium heparin plasma refrigerated in a plastic vial. Serum Draw blood in a plain red-top tube(s), serum gel tube is not acceptable. Spin down and send 1 mL of serum refrigerated in a plastic vial. Min Vol: 0.25 mL | Varies - Refrigerated (preferred) - 14 days Frozen - 180 days Ambient - 72 hours | Monday through Sunday | 2 days | 6 |  | Yes
ZW102 | 5-Fluorocytosine Susceptibility Testing | 5FC | 100 | 87188 - mould 87186 - yeast | U.T. Health Science Ctr San Antonio | Complete and submit with specimen: Fungus Testing Laboratory Requisition REQUIRED: Name of organism, source, and collection date Specimen Type: Organism in pure culture Container/Tube: Agar slant or other appropriate media Collection Instructions: Organism must be in pure culture, actively growing. Place specimen in a large infectious container (Supply T146) and label as an etiologic agent. Ship Ambient | Ambient OK/Refrigerated No/Frozen No Isolates should remain at ambient (room) temperature prior to and during shipping. | Yeast: Sunday, Wednesday Mould: Monday | 7 - 10 days | 20 |  | Yes
ZW102 | Amphotericin B Antifungal Drug Level | MML1085 | 155 | 80299 | U.T. Health Science Ctr San Antonio | Complete and submit with sample: Fungus Testing Laboratory Requisition NOTE: Indicate on the requisition: dosage, patient’s date/time of last dose and date/time of sample drawn. -Samples should be protected from light Submit only one of the following: Specimen Type: Plasma Container/Tube: Lavender top tube (EDTA). Do not use gel separator tubes as these may result in assay interference. Specimen Volume: 1 mL Collection Instruction: Draw EDTA (lavender top), separate and submit 1 mL plasma frozen in amber vial (Supply T192) to protect from light. Ship Frozen Min Vol: 0.5 mL Specimen Type: Serum Container/Tube: Plain red top tube. Do not use gel separator tubes as these may result in assay interference. Specimen Volume: 1 mL Collection Instruction: Submit 1 mL from plain red-top. Separate and ship frozen in amber vial (Supply T192) to protect from light. Ship Frozen Min Vol: 0.5 mL Specimen Type: CSF Container/Tube: Amber vial Specimen Volume: 1 mL Collection Instruction: Send 1 mL CSF in amber vial (Supply T192) to protect from light. Ship Frozen Min Vol: 0.5 mL NOTE: CSF is acceptable but is not validated and will be run with a disclaimer. | Frozen OK\Refrigerated NO\Ambient NO | Varies; Monday through Friday | 2 - 3 days | 10 |  | Yes
ZW102 | Anidulafungin Susceptibility Testing | ANID | 100 | 87188- mould 87186- yeast | U.T. Health Science Ctr San Antonio | Complete and submit with specimen: Fungus Testing Laboratory Requisition -REQUIRED: Name of organism, source, and collection date Specimen Type: Pure culture of organism Container/Tube: solid agar (plate or slant) Specimen Volume: A pure culture of organism on solid agar (plate or slant) is required. Collection Instruction: Send A pure culture of organism on solid agar (plate or slant). Ship Ambient -Place specimen in a large infectious container (Supply T146) and label as an etiologic agent. TRANSPORT TEMP: Isolates should remain at ambient (room) temperature prior to and during shipping. | Ambient OK/Refrigerated NO/Frozen NO | Yeast: Sunday, Wednesday Mould: Monday | 7 - 10 days | 20 |  | Yes
ZW102 | Clotrimazole Susceptibility Testing | CLOT | 100 | 87188- mould 87186- yeast | U.T. Health Science Ctr San Antonio | Complete and submit with specimen: Fungus Testing Laboratory Requisition -REQUIRED: Name of organism, source, and collection date Specimen Type: Pure culture of organism Container/Tube: solid agar (plate or slant) Specimen Volume: A pure culture of organism on solid agar (plate or slant) is required. Collection Instruction: Send A pure culture of organism on solid agar (plate or slant). Ship Ambient -Place specimen in a large infectious container (Supply T146) and label as an etiologic agent. TRANSPORT TEMP: Isolates should remain at ambient (room) temperature prior to and during shipping. | Ambient OK/Refrigerated NO/Frozen NO | Yeast: Sunday, Wednesday Mould: Monday | 7 - 10 days | 20 |  | Yes
ZW102 | Fluconazole Anti-fungal Drug Level | MML1247 | 155 | 80299 | U.T. Health Science Ctr San Antonio | Complete and submit with sample: Fungus Testing Laboratory Requisition NOTE: Indicate on the requisition: dosage, patient’s date/time of last dose and date/time of sample drawn. Submit one of the following: Specimen Type: Plasma Container/Tube: Lavender top tube (EDTA). Do not use gel separator tubes as these may result in assay interference. Specimen Volume: 1 mL Collection Instruction: Draw EDTA (lavender top), separate and submit 1 mL plasma frozen in amber vial (Supply T192) to protect from light. Ship Frozen Min Vol: 0.5 mL Specimen Type: Serum Container/Tube: Plain red top tube. Do not use gel separator tubes as these may result in assay interference. Specimen Volume: 1 mL Collection Instruction: Submit 1 mL from plain red-top. Separate and ship frozen in amber vial (Supply T192) to protect from light. Ship Frozen Min Vol: 0.5 mL Specimen Type: CSF Container/Tube: Amber vial Specimen Volume: 1 mL Collection Instruction: Send 1 mL CSF in amber vial (Supply T192) to protect from light. Ship Frozen Min Vol: 0.5 mL NOTE: CSF is acceptable but is not validated and will be run with a disclaimer. Also acceptable: Bile, peritoneal fluid, dialysate, and other biological fluids | Frozen OK\Refrigerated NO\Ambient NO | Monday - Friday | 2 -3 days | 10 |  | Yes
ZW102 | Griseofulvin Susceptibility Testing | GRIS | 100 | 87188- mould 87186- yeast | U.T. Health Science Ctr San Antonio | Complete and submit with specimen: Fungus Testing Laboratory Requisition -REQUIRED: Name of organism, source, and collection date Specimen Type: Pure culture of organism Container/Tube: solid agar (plate or slant) Specimen Volume: A pure culture of organism on solid agar (plate or slant) is required. Collection Instruction: Send A pure culture of organism on solid agar (plate or slant). Ship Ambient -Place specimen in a large infectious container (Supply T146) and label as an etiologic agent. TRANSPORT TEMP: Isolates should remain at ambient (room) temperature prior to and during shipping. | Ambient OK/Refrigerated NO/Frozen NO | Yeast: Sunday, Wednesday Mould: Monday | 7 - 10 days | 20 |  | Yes
ZW102 | Micafungin Susceptibility Testing | MICA | 100 | 87188- mould 87186- yeast | U.T. Health Science Ctr San Antonio | Complete and submit with specimen: Fungus Testing Laboratory Requisition -REQUIRED: Name of organism, source, and collection date Specimen Type: Pure culture of organism Container/Tube: solid agar (plate or slant) Specimen Volume: A pure culture of organism on solid agar (plate or slant) is required. Collection Instruction: Send A pure culture of organism on solid agar (plate or slant). Ship Ambient -Place specimen in a large infectious container (Supply T146) and label as an etiologic agent. TRANSPORT TEMP: Isolates should remain at ambient (room) temperature prior to and during shipping | Ambient OK/Refrigerated NO/Frozen NO | Yeast: Sunday, Wednesday Mould: Monday | 7 - 10 days | 20 |  | Yes
ZW102 | Miconazole Susceptibility Testing | MON | 100 | 87188- mould 87186- yeast | U.T. Health Science Ctr San Antonio | Complete and submit with specimen: Fungus Testing Laboratory Requisition -REQUIRED: Name of organism, source, and collection date Specimen Type: Pure culture of organism Container/Tube: solid agar (plate or slant) Specimen Volume: A pure culture of organism on solid agar (plate or slant) is required. Collection Instruction: Send A pure culture of organism on solid agar (plate or slant). Ship Ambient -Place specimen in a large infectious container (Supply T146) and label as an etiologic agent. TRANSPORT TEMP: Isolates should remain at ambient (room) temperature prior to and during shipping. | Ambient OK/Refrigerated NO/Frozen NO | Yeast: Sunday, Wednesday Mould: Monday | 7 - 10 days | 20 |  | Yes
ZW102 | Natamycin Susceptibility Testing | NAT | 100 | 87188- mould 87186- yeast | U.T. Health Science Ctr San Antonio | Complete and submit with specimen: Fungus Testing Laboratory Requisition -REQUIRED: Name of organism, source, and collection date Specimen Type: Pure culture of organism Container/Tube: solid agar (plate or slant) Specimen Volume: A pure culture of organism on solid agar (plate or slant) is required. Collection Instruction: Send A pure culture of organism on solid agar (plate or slant). Ship Ambient -Place specimen in a large infectious container (Supply T146) and label as an etiologic agent. TRANSPORT TEMP: Isolates should remain at ambient (room) temperature prior to and during shipping. | Ambient OK/Refrigerated NO/Frozen NO | Yeast: Sunday, Wednesday Mould: Monday | 7 - 10 days | 20 |  | Yes
ZW102 | Nystatin Susceptibility Testing | NYS | 100 | 87188- mould 87186- yeast | U.T. Health Science Ctr San Antonio | Complete and submit with specimen: Fungus Testing Laboratory Requisition -REQUIRED: Name of organism, source, and collection date Specimen Type: Pure culture of organism Container/Tube: solid agar (plate or slant) Specimen Volume: A pure culture of organism on solid agar (plate or slant) is required. Collection Instruction: Send A pure culture of organism on solid agar (plate or slant). Ship Ambient -Place specimen in a large infectious container (Supply T146) and label as an etiologic agent. TRANSPORT TEMP: Isolates should remain at ambient (room) temperature prior to and during shipping. | Ambient OK/Refrigerated NO/Frozen NO | Yeast: Sunday & Wednesday Mould: Monday | 7-10 days | 20 |  | Yes
ZW102 | Rezafungin Susceptibility Testing | REZA | 100 | 87188- mould 87186- yeast | U.T. Health Science Ctr San Antonio | Complete and submit with specimen: Fungus Testing Laboratory Requisition -REQUIRED: Name of organism, source, and collection date Specimen Type: Pure culture of organism Container/Tube: solid agar (plate or slant) Specimen Volume: A pure culture of organism on solid agar (plate or slant) is required. Collection Instruction: Send A pure culture of organism on solid agar (plate or slant). Ship Ambient -Place specimen in a large infectious container (Supply T146) and label as an etiologic agent. TRANSPORT TEMP: Isolates should remain at ambient (room) temperature prior to and during shipping. | Ambient OK/Refrigerated NO/Frozen NO | Yeast: Sunday, Wednesday Mould: Monday | 7-10 days | 20 |  | Yes
ZW102 | Terbinafine Susceptibility Testing | TERB | 100 | 87188- mould 87186- yeast | U.T. Health Science Ctr San Antonio | Complete and submit with specimen: Fungus Testing Laboratory Requisition -REQUIRED: Name of organism, source, and collection date Specimen Type: Pure culture of organism Container/Tube: solid agar (plate or slant) Specimen Volume: A pure culture of organism on solid agar (plate or slant) is required. Collection Instruction: Send A pure culture of organism on solid agar (plate or slant). Ship Ambient -Place specimen in a large infectious container (Supply T146) and label as an etiologic agent. TRANSPORT TEMP: Isolates should remain at ambient (room) temperature prior to and during shipping. | Ambient OK/Refrigerated NO/Frozen NO | Yeast: Sunday, Wednesday Mould: Monday | 7 - 10 days | 20 |  | Yes
ZW102 | Terconazole Susceptibility Testing | TERC | 100 | 87188- mould 87186- yeast | U.T. Health Science Ctr San Antonio | Complete and submit with specimen: Fungus Testing Laboratory Requisition -REQUIRED: Name of organism, source, and collection date Specimen Type: Pure culture of organism Container/Tube: solid agar (plate or slant) Specimen Volume: A pure culture of organism on solid agar (plate or slant) is required. Collection Instruction: Send A pure culture of organism on solid agar (plate or slant). Ship Ambient -Place specimen in a large infectious container (Supply T146) and label as an etiologic agent. TRANSPORT TEMP: Isolates should remain at ambient (room) temperature prior to and during shipping. | Ambient OK/Refrigerated NO/Frozen NO | Yeast: Sunday, Wednesday Mould: Monday | 7 - 10 days | 20 |  | Yes
ZW111 | MVista Coccidioides Quantitative Antigen EIA | 315 | 131.1 | 87449 | MiraVista Diagnostics | Submit one of the following: Specimen Type: Serum Container/Tube: Serum separator or Red Top tube. Specimen Volume: 2 mL Collection Instruction: Collect serum specimens in serum separator or red top tube. Allow blood to clot for 30 minutes, then centrifuge. Transfer serum into a plastic screw cap vial. Ship Refrigerated Min Vol: 1.2 mL Specimen Type: Plasma Container/Tube: EDTA, heparin or sodium citrate tube Specimen Volume: 2 mL Collection Instruction: Collect plasma specimens in an EDTA, heparin or sodium citrate tube. Centrifuge for 15 minutes. Transfer plasma into a plastic screw cap vial. Ship Refrigerated Min Vol: 1.2 mL Specimen Type: CSF/BAL/Other Body Fluids Container/Tube: Sterile screw cap container Specimen Volume: 2 mL Collection Instruction: Submit CSF, BAL, and all other body fluids in a sterile screw cap container. Ship Refrigerated Min Vol: 1.2 mL | Refrigerated 14 days/Ambient 14 days/Frozen indefinitely | Monday through Friday | 1 day | 5 |  | Yes
ZW111 | MycoMEIA Aspergillus Galf Antigen EIA | 311 | 235 | 87305 | MiraVista Diagnostics | 1 mL Urine | Ambient: 6 hours; Refrigerate: 5 days; Frozen: Indefinitely | Upon Receipt | 24 hours | 4 |  | No
ZW121 | Comprehensive Platelet Disorder Panel | 4830 |  | 0274U NGS; 81479 aCGH | Versiti Wisconsin, Inc. (Formerly BloodCenter) | Complete and submit with sample: Hematology Genetics Test Requisition. Must check Box B for methodology. -Please include clinical history Submit one of the following: Specimen Type: Blood or Bone Marrow Container/Tube: EDTA whole blood, Bone Marrow (lavender top) Acceptable: ACDA Whole Blood, ACDB Whole Blood, Na Heparin Whole Blood Specimen Volume: 5 mL Collection Instruction: Submit 3-5 mL EDTA Whole Blood or Bone Marrow (lavender top). Ship Ambient Min Vol: 3 mL Specimen Type: DNA Container/Tube: Sterile container Specimen Volume: >=1 ug Collection Instruction: Send >=1 ug DNA at >=50 ng/uL. Ship Ambient Specimen Type: Buccal Swabs Specimen Volume: 3 - 4 swabs Collection Instruction: Send 3 - 4 Buccal swabs, Ambient Min Vol: 3 swabs | EDTA Ambient 7 days/Refrigerated 14 days/Frozen NO | Performed 2x per week | 21 days (if NGS only, aCGH not needed) or 42 days (with reflex to aCGH) | 46 | New Generation Sequencing (NGS) ONLY-$2713.00 aCGH Deletion/Duplication ONLY-$1189.00 NGS with concurrent aCGH Deletion/Duplication-$3761.00 NGS reflexing to aCGH Deletion/Duplication-$3867.00 | Varies
ZW121 | DAT Negative Hemolytic Anemia Evaluation | 3111 |  | 86900; 86901; 86880/x8; 86860; 86870; 86850/x5 | Versiti Wisconsin, Inc. (Formerly BloodCenter) | Complete and submit with sample: Immunohematology Reference Laboratory Requisition -REQUIRED: Patient's DOB, and patient's blood transfusion history. Specimen Type: Whole Blood Container/Tube: EDTA (lavender top) tube AND Clot Tubes (red top) Specimen Volume: Three 7 ml Clot Tubes (red top) AND two 5 ml EDTA Whole Blood (lavender top) Collection Instruction: Submit Three- 7 ml Clot Tubes (red top) AND two- 5 ml EDTA Whole Blood (lavender top). Ship Refrigerated | Refrigerated 7 days/Ambient NO/Frozen NO | Upon receipt | 3 days | 7 | Call for fee. Possible additional testing done, at additional charge, if appropriate | No
ZW121 | Drug Dependent Platelet Antibody (1 drug tested) | 9000 |  | 86022; each additional drug: 86022 | Versiti Wisconsin, Inc. (Formerly BloodCenter) | Complete Platelet & Neutrophil Request Form** --MUST indicate the drugs requested on request form. Submit one of the following: Specimen Type: Serum Container/Tube: Red top tube Specimen Volume: 5 mL Collection Instruction: Collect blood in a Red top tube. Spin down and send 5 mL serum in a plastic aliquot tube. Ship Refrigerated Min Vol: 1 mL Specimen Type: Citrated Plasma Container/Tube: Light blue top Specimen Volume: 5 mL Collection Instruction: Collect blood in a light blue top tube. Spin down and send 5 mL citrated plasma in a plastic aliquot tube. Ship Refrigerated Min Vol: 1 mL Note: 1. Date of birth is required 2. List of drugs to be tested required | Refrigerated 7 days\Frozen >365 days\Ambient NO | 3 times per week | 3 - 4 days | 12 | Fee for 1 drug tested: $314.00 Each additional drug tested, add: $69.00 | Yes
ZW121 | Heparin-Induced Thrombocytopenia - PEA | 5502 | 410 | 0275U | Versiti Wisconsin, Inc. (Formerly BloodCenter) | Complete and submit with sample: Platelet and Neutrophil Immunology Laboratory Requisition Specimen Type: Serum Container/Tube: Red top tube Specimen Volume: 5 mL Collection Instruction: Sample should be spun down and taken off the clot. Plasma is NOT acceptable. Send 5 mL serum. Ship Refrigerated Min Vol: 1 mL | Refrigerated 7 days/Frozen OK/Ambient NO Older serum samples (>7 days) are acceptable if they have been frozen. Send frozen samples on Dry Ice. | Monday-Saturday | 1 day | 5 |  | Yes
ZW121 | HLA Antibody Detection (Flow Cytometry) | 2235 |  | Detection: 86828; If positive, will reflex to HLA Antibody ID Class I/II - Identification Class I: 86832; Identification Class II: 86833 | Versiti Wisconsin, Inc. (Formerly BloodCenter) | Complete and ship with sample: Histocompatability Lab - Non Transplant Testing Requisition Collect Monday through Wednesday only -NOTE: Samples are accepted at Blood Center Monday through Friday only Specimen Type: Blood Container/Tube: Clot Tube (red top) Specimen Volume: One 10 mL Collection Instruction: Submit 10 mL clotted (red top) blood. Collect pre-dialysis (if applicable). Ship Ambient Min Vol: One 5 mL | Ambient 5 days/Refrigerated 5 days on the clot,14 days off the clot/Frozen NO | Monday, Wednesday and Friday | 7 - 10 days | 15 | If both Class I Reaction and Class II Reaction are NEGATIVE charge for screen only=$177.00. If Class I Reaction is POSITIVE charge screen fee and ADDITIONAL $394.00 (only 1 screen fee per order) If Class II Reaction is POSITIVE charge screen fee and ADDITIONAL $394.00 (only 1 screen fee per order) | Yes
ZW121 | HLA Antibody Identification Class I High Resolution | 2226 | 429 | 86832 | Versiti Wisconsin, Inc. (Formerly BloodCenter) | Complete and submit with sample: Histocompatability Lab- Non Transplant Testing Requisition NOTE: Collect samples Monday - Wednesday only. -Samples are accepted at Blood Center Monday through noon on Friday only Specimen Type: Blood Container/Tube: Clot Tube (red top) Specimen Volume: One 10 ml Clot Tube (red top) - Do not separate serum from clot Collection Instruction: Submit 10 mL clotted (red top) blood. Do not separate serum from clot. Ship Ambient Min Vol: One 5 ml Clot Tube (red top) - Do not separate serum from clot | Ambient 14 days/Refrigerated 14 days/Frozen NO | Monday - Friday | 10 days | 14 |  | Yes
ZW121 | HLA Antibody Identification Class II High Resolution | 2231 | 429 | 86833 | Versiti Wisconsin, Inc. (Formerly BloodCenter) | Complete and submit with sample: Histocompatability Lab- Non Transplant Testing Requisition NOTE: Collect samples Monday - Wednesday only. -Samples are accepted at Blood Center Monday through noon on Friday only Specimen Type: Blood Container/Tube: Clot Tube (red top) Specimen Volume: One 10 ml Clot Tube (red top) - Do not separate serum from clot Collection Instruction: Submit 10 mL clotted (red top) blood. Do NOT separate serum from clot. Ship Ambient Min Vol: One 5 ml Clot Tube (red top) - Do not separate serum from clot | Ambient 14 days/Refrigerated 14 days/Frozen NO | Monday - Friday | 10 days | 14 |  | Yes
ZW121 | HLA DQB1 High Resolution | 2328 | 576 | 81382 | Versiti Wisconsin, Inc. (Formerly BloodCenter) | Complete and submit with sample: Histocompatability Lab- Non Transplant Testing Requisition -NOTE: Collect samples Monday - Wednesday only -Indicate donor/recipient information for transplant patients Submit one of the following: Specimen Type: Whole Blood Container/Tube: EDTA (lavender top) Specimen Volume: 14 mL Collection Instruction: Send 14 mL EDTA whole blood. Indicate whole blood on specimen tube and requisition. Ship Ambient Min Vol: 5 mL Specimen Type: Buccal Swabs Specimen Volume: 4 buccal swabs Collection Instruction: Send 3 - 4 buccal swabs. Ship Ambient Min Vol: 3 buccal swabs -NOTE: If multiple Molecular tests are ordered on the same patient, a total of 14 mL whole blood or 4 buccal swabs is sufficient (do NOT need 14 mL/4 buccal swabs per test). Specimen Type: Bone Marrow Specimen Volume: 5 mL Container/Tube: EDTA (lavender top) Collection Instruction: Send 5 mL EDTA bone marrow. Indicate bone marrow on specimen tube and requisition. Ship Ambient Min Vol: 2 mL | Ambient 14 days\Frozen NO\Refrigerated NO | Monday - Friday | 5 - 7 days | 11 |  | Yes
ZW121 | HLA High Resolution Panel by NGS | 2300 | 3072 | 81378, 81382 x5 | Versiti Wisconsin, Inc. (Formerly BloodCenter) | Complete and submit with sample: Histocompatability Lab- Non Transplant Testing Requisition NOTE: Collect samples Monday - Wednesday only Submit one of the following: Specimen Type: Whole Blood Container/Tube: EDTA (lavender top) Specimen Volume: 14 mL Collection Instruction: Send 14 mL EDTA whole blood. Indicate whole blood on specimen tube and requisition. Ship Ambient Min Vol: 5 mL Specimen Type: Buccal Swabs Specimen Volume: 4 buccal swabs Collection Instruction: Send 3 - 4 buccal swabs. Ship Ambient Min Vol: 3 buccal swabs -NOTE: Send only 14 ml EDTA whole blood or 4 buccal swabs if more than one HLA typing test is ordered. (do NOT need 14 mL/4 buccal swabs per test). | Ambient 14 days\Refrigerated 14 days\Frozen NO | Upon receipt | 5 - 7 days | 11 |  | Yes
ZW121 | HLA-A29 Determination | 2274 | 238 | 81374 | Versiti Wisconsin, Inc. (Formerly BloodCenter) | Complete and submit with sample: Histocompatability Lab- Non Transplant Testing Requisition NOTE: Collect samples Monday - Wednesday only Submit one of the following: Specimen Type: Whole Blood Container/Tube: EDTA (lavender top) Specimen Volume: 14 mL Collection Instruction: Send 14 mL EDTA whole blood. Indicate whole blood on specimen tube and requisition. Ship Ambient Min Vol: 5 mL Specimen Type: Buccal Swabs Specimen Volume: 4 buccal swabs Collection Instruction: Send 3 - 4 buccal swabs. Ship Ambient Min Vol: 3 buccal swabs -NOTE: Send only 14 ml EDTA whole blood or 4 buccal swabs if more than one HLA typing test is ordered. (do NOT need 14 mL/4 buccal swabs per test). | Ambient 14 days/Frozen NO/Refrigerated NO | Sunday through Saturday | 5 - 7 days | 11 |  | Yes
ZW121 | HLA-B51 Determination | 2275 | 238 | 81374 | Versiti Wisconsin, Inc. (Formerly BloodCenter) | Complete and submit with sample: Histocompatibility Lab- Non-Transplant Testing Requisition Submit one of the following: Specimen Type: Whole Blood Container/Tube: EDTA (lavender top) or ACD (yellow top) Specimen Volume: 14 mL Collection Instruction: Send 14 mL EDTA or ACD whole blood. Indicate whole blood on specimen tube and requisition. Ship Ambient Min Vol: 5 mL Specimen Type: Buccal Swabs Specimen Volume: 4 buccal swabs Collection Instruction: Send 3 - 4 buccal swabs. Ship Ambient Min Vol: 3 buccal swabs -NOTE: Send only 14 ml EDTA or ACD whole blood or 4 buccal swabs if more than one HLA typing test is ordered. (do NOT need 14 mL/4 buccal swabs per test). | Ambient 14 days/Frozen NO/Refrigerated NO | 6 days per week | 5 - 7 days | 11 |  | Yes
ZW121 | HLA-DPB1 High Resolution | 2323 | 522 | 81382 | Versiti Wisconsin, Inc. (Formerly BloodCenter) | Complete and submit with sample: Histocompatability Lab- Non Transplant Testing Requisition NOTE: Collect samples Monday - Wednesday only Submit one of the following: Specimen Type: Whole Blood Container/Tube: EDTA (lavender top) Specimen Volume: 14 mL Collection Instruction: Send 14 mL EDTA whole blood. Indicate whole blood on specimen tube and requisition. Ship Ambient Min Vol: 5 mL Specimen Type: Buccal Swabs Specimen Volume: 4 buccal swabs Collection Instruction: Send 3 - 4 buccal swabs. Ship Ambient Min Vol: 3 buccal swabs -NOTE: Send only 14 ml EDTA whole blood or 4 buccal swabs if more than one HLA typing test is ordered. (do NOT need 14 mL/4 buccal swabs per test). -Indicate donor/recipient information for transplant patients | Ambient 14 days/Refrigerated 14 days/Frozen NO | Monday - Friday | 5 - 7 days | 11 |  | Yes
ZW121 | HLA-DRB1 High Resolution | 2322 | 522 | 81382 | Versiti Wisconsin, Inc. (Formerly BloodCenter) | Complete and submit with sample: Histocompatability Lab- Non Transplant Testing Requisition NOTE: Collect samples Monday - Wednesday only Submit one of the following: Specimen Type: Whole Blood Container/Tube: EDTA (lavender top) Specimen Volume: 14 mL Collection Instruction: Send 14 mL EDTA whole blood. Indicate whole blood on specimen tube and requisition. Ship Ambient Min Vol: 5 mL Specimen Type: Buccal Swabs Specimen Volume: 4 buccal swabs Collection Instruction: Send 3 - 4 buccal swabs. Ship Ambient Min Vol: 3 buccal swabs -NOTE: Send only 14 ml EDTA whole blood or 4 buccal swabs if more than one HLA typing test is ordered. (do NOT need 14 mL/4 buccal swabs per test). -Indicate donor/recipient information for transplant patients | Ambient 14 days/Frozen NO/Refrigerated NO | Upon receipt | 5 - 7 days | 11 |  | Yes
ZW121 | K/k Genotyping | 3854 |  | 81479 (Fetal), 81479 (Blood) | Versiti Wisconsin, Inc. (Formerly BloodCenter) | Complete and Submit with specimen: Immunohematology Lab Requisition FETAL (send one of the following): Specimen Type: Amniotic fluid Container/Tube: Sterile container Specimen Volume: 15 mL Collection Instruction: Send 7-15 ml Amniotic Fluid. Ship Ambient Min Vol: 7 mL Specimen Type: Cultured Amniocytes or CVS Specimen Volume: Two T25 flasks cultured amniocytes; 5-10 mg CVS Collection Instruction: Send Two T25 flasks Cultured Amniocytes or 5-10 mg CVS (2x10^6 minimum). Ship Ambient Min Vol: Call Laboratory Parental/Patient Specimen Type: Whole Blood Container/Tube: EDTA (lavender top) Specimen Volume: 3-5 mL Collection Instruction: Send 3-5 mL EDTA whole blood. Ship Ambient -Both maternal and paternal samples recommended. Maternal sample is also used to rule out maternal contamination in the fetal sample. Min Vol: 2 mL | Ambient 7 days/Refrigerated 15 days/Frozen NO | Upon Receipt | 4-6 days | 10 | $396.00 total (Fetal) and if Maternal blood sent (separate order/same test), add $234.00 total. $630.00 total for both testing. To determine if both samples were sent: on fetal report it will have a sentence under results stating if maternal blood was sent/not sent. If unsure please call to verify what we will be charged. | No
ZW121 | Neonatal Alloimmune Thrombocytopenia (NAIT)-Initial Testing Maternal Only | 5303 | 806 | 81105; 81106; 81107; 81108; 81109; 81110; 81111; 81112; 86022 | Versiti Wisconsin, Inc. (Formerly BloodCenter) | Complete and submit with sample: Platelet Neutrophil Immunology Lab Form -Order this test when the father is not available for testing. Specimen Type: Whole Blood AND Serum Container/Tube: ACDA Whole Blood (yellow top) Acceptable: Citrated Whole Blood Specimen Volume: 30 ml ACDA Whole Blood (yellow top) and 10 ml Serum Collection Instruction: Serum sample should be spun down and taken off the clot. Whole blood sample must be received within 4 days of draw date. Send both whole blood AND serum. Ship Refrigerated Min Vol: 20 ml ACDA Whole Blood (yellow top) and 3 ml Serum | Refrigerated 4 days\Frozen NO\Ambient NO | Varies | 10 days | 16 |  | Yes
ZW121 | Neonatal Alloimmune Thrombocytopenia (NAIT)-Initial Testing Maternal with Paternal | 5603 & 5703 | 1188 | 81105x2; 81106x2; 81107x2; 81108x2; 81109x2; 81110x2; 81111x2; 81112x2; 86022 | Versiti Wisconsin, Inc. (Formerly BloodCenter) | Complete and submit with specimens: Platelet Neutrophil Immunology Lab Form -REQUIRED: Separate orders for Mother and Father including DOB for each Specimen Type: Whole Blood AND Serum Container/Tube: ACDA Whole Blood (yellow top) Acceptable: Citrated Whole Blood Specimen Volume: 30 mL ACDA Whole Blood (yellow top) from mother and father, and 10 mL Serum from mother Collection Instruction: Serum sample should be spun down and taken off the clot. Whole blood sample must be received within 4 days of draw date. Send both whole blood AND serum. Ship Refrigerated Min Vol: 20 ml ACDA Whole Blood (yellow top) from mother and father, and 3 ml Serum from mother | Blood: Refrigerated 4 days/Frozen NO/Ambient NO Serum: Refrigerated 4 days/Frozen OK/Ambient NO Older serum samples are acceptable if they have been frozen. | Varies | 10 days | 14 |  | Yes
ZW121 | Neutrophil Antibody Identification and HLA Antibody Screen | 5113 | 522 | 86021 86828 | Versiti Wisconsin, Inc. (Formerly BloodCenter) | Complete and submit with sample: Platelet Neutrophil Immunology Lab Form Specimen Type: Serum Container/Tube: Red top tube Specimen Volume: 5 mL Collection Instruction: Sample should be spun down and taken off the clot. Send 5 mL serum. Ship Refrigerated Min Vol: 3 mL | Refrigerated 7 days/Frozen OK /Ambient NO Older serum samples are acceptable if they have been frozen | 1 time/week | 7 - 10 days | 14 |  | Yes
ZW121 | Neutrophil Antibody Screen | 5102 | 204 | 86021 | Versiti Wisconsin, Inc. (Formerly BloodCenter) | Complete and submit with sample: Platelet Neutrophil Immunology Lab Form Specimen Type: Serum Container/Tube: Red top tube Specimen Volume: 5 mL Collection Instruction: Sample should be spun down and taken off the clot. Send 5 mL serum. Ship Refrigerated Min Vol: 1 mL | Refrigerated 7 days/Frozen 7 days/Ambient NO Older serum samples are acceptable if they have been frozen | Once per week | 7 days | 14 |  | Yes
ZW121 | Neutrophil Antibody Screen and HLA Antibody Screen | 5112 | 343 | Neutrophil: 86021 HLA: 86828 | Versiti Wisconsin, Inc. (Formerly BloodCenter) | Complete and submit with sample: Platelet Neutrophil Immunology Lab Form Specimen Type: Serum Container/Tube: Red top tube Specimen Volume: 5 mL Collection Instruction: Collect blood in a red top tube. Spin down and send 5 mL serum in a plastic aliquot tube. Ship Refrigerated Min Vol: 1 mL -If testing is for TRALI (Transfusion Related Acute Lung Injury) Testing: 5 mL EDTA Whole Blood (lavender top) and 5 mL Serum from patient and donor are required. -Complete a Suspected TRALI-Patient Testing Requisition for the appropriate state (Blood and Blood Components Forms). Follow the instructions on the form. | Frozen 7 days/Refrigerated 7 days/Ambient NO | Once per week | 7 - 10 days | 14 |  | Yes
ZW121 | Neutrophil Antibody Screen with REFLEX to 5113 (Neut ID and HLA Screen) | 5119 |  | 86021 | Versiti Wisconsin, Inc. (Formerly BloodCenter) | Complete and submit with sample: Platelet Neutrophil Immunology Lab Form Specimen Type: Serum Container/Tube: Red top tube Specimen Volume: 5 mL Collection Instruction: Sample should be spun down and taken off the clot. Send 5 mL serum. Ship Refrigerated Min Vol: 1 mL | Refrigerated 7 days\Frozen OK\Ambient NO Older serum samples are acceptable if they have been frozen | Once per week | 7 days | 14 | Screen: 204.00 If POSITIVE will reflex for both Neut ID and HLA Screen for an additional charge of: 191.00 + 139.00 = 330.00 | Yes
ZW121 | Platelet Antigen Genotyping Panel | 5600 | 527 | 81105; 81106; 81107; 81108; 81109; 81110; 81111; 81112 | Versiti Wisconsin, Inc. (Formerly BloodCenter) | Complete and submit with sample: Platelet Neutrophil Immunology Lab Form FETAL (send one of the following): Specimen Type: Amniotic fluid Container/Tube: Sterile container Specimen Volume: 15 mL Collection Instruction: Send 7-15 ml Amniotic Fluid. Ship Ambient Min Vol: 7 mL Specimen Type: Cultured Amniocytes or CVS Specimen Volume: Two T25 flasks cultured amniocytes; 5-10 mg CVS Collection Instruction: Send Two T25 flasks Cultured Amniocytes or 5-10 mg CVS (2x10^6 minimum). Ship Ambient Min Vol: Call Laboratory Parental/Patient Specimen Type: Whole Blood Container/Tube: EDTA (lavender top) Specimen Volume: 3-5 mL Collection Instruction: Send 3-5 mL EDTA whole blood. Ship Ambient -Both maternal and paternal samples recommended. Maternal sample is also used to rule out maternal contamination in the fetal sample. Min Vol: 3 mL | Ambient 7days\Refrig OK/Frozen NO | Tuesday, Thursday | 7 days | 15 |  | Yes
ZW121 | Red Cell Genotyping Panel | 3530 | 455 | 0282U | Versiti Wisconsin, Inc. (Formerly BloodCenter) | Complete and submit with specimen(s): Immunohematology Lab form Specimen Type: Whole Blood Container/Tube: EDTA (lavender top) Specimen Volume: 3-5 mL Collection Instruction: Send 3-5 mL EDTA whole blood. Ship Ambient Min Vol: 2 mL | Ambient 7 days/Refrigerated 14 days/Frozen NO | Upon Receipt | 2-5 days | 9 |  | No
ZW121 | von Willebrand Factor Propeptide Antigen | 1282 | 239 | 83520 | Versiti Wisconsin, Inc. (Formerly BloodCenter) | 0.5 ML citrated plasma, frozen in a plastic tube. Min. Volume 0.3 mL Strict frozen, do not thaw to aliquot. | Stability: 14 days -20C |  | 7 days | 11 |  | Yes
ZW121 | VWD Type 2M Exon 28 Sequencing Analysis | 1284 | 731 | 81403 | Versiti Wisconsin, Inc. (Formerly BloodCenter) | 5ml EDTA blood. ambient <7 days | Stability: Refrig 14 days\Ambient 7days\Frozen NO | Monday through Friday | 21 days | 27 |  | No
ZW121 | VWD Type 2N Binding | 1089 | 407 | 0284U | Versiti Wisconsin, Inc. (Formerly BloodCenter) | Complete and submit with sample: Hemostasis Requisition Form Specimen Type: Citrated Plasma Container/Tube: Light blue top Specimen Volume: 0.5 mL Collection Instruction: Collect blood in a light blue top tube. Spin down and send 0.5 mL citrated plasma in a plastic aliquot tube. Ship Frozen Min Vol: 0.3 mL | Frozen 14 days/Refrigerated NO/Ambient NO | Monday - Friday | 7- 10 days | 14 |  | Yes
ZW121 | VWF Collagen III Binding | 1281 | 201 | 0279U | Versiti Wisconsin, Inc. (Formerly BloodCenter) | Complete and submit with sample: Hemostasis Requisition Form (preferred but not required) Specimen Type: Citrated Plasma Container/Tube: Light blue top Specimen Volume: 0.5 mL Collection Instruction: Collect blood in a light blue top tube. Spin down and send 0.5 mL citrated plasma in a plastic aliquot tube. Ship Frozen Min Vol: 0.3 mL | Frozen 14 days/Refrigerated NO/Ambient NO | Upon Receipt | 7 days | 11 |  | Yes
ZW121 | VWF: GPIbM Activity | 1990 | 145 | 85397 | Versiti Wisconsin, Inc. (Formerly BloodCenter) | Specimen Type: Citrated plasma Container/Tube: Light blue top Specimen Volume: 1 mL Collection Instruction: Collect whole blood in light blue top tube (citrated). Spin down and freeze within 4 hours of patient draw; critical non refrozen specimen required. Send 1. 0 mL citrated plasma in a plastic aliquot tube. Ship frozen. Min Vol: 0.5 mL Note: A completed Versiti Hemostasis Reference Lab Test Requisition Form is recommended to accompany the specimen(s) but is not required. | Frozen 14 days / Refrigerated NO / Ambient NO | Upon receipt | 7 days | 11 |  | Yes
ZW121 | Weak RhD Analysis Workup | 3040 |  | D Antigen Typing: 86901 x4 Weak RhD Analysis: 81479 | Versiti Wisconsin, Inc. (Formerly BloodCenter) | Complete and submit with sample: Immunohematology Lab Form Specimen Type: Whole Blood Container/Tube: EDTA (lavender top) Specimen Volume: 5 mL Collection Instruction: Send 5 mL EDTA whole blood. Ship Ambient Min Vol: 0.5 mL | Ambient 7 days/Refrigerated 14 days/Frozen NO | Monday through Friday | 3 - 5 days | 9 | Please call for Final Fee on Workup - every case will be different. | Yes
ZW124 | MaterniT GENOME | MML1236 | 760 | 81420, 81422, 81479 | Sequenom Center for Molecular Medicine LLC (LabCorp/Integrated Genetics) | *Kit Required* Complete and submit with specimen: Sequenom Test Requisition Form (provided in the kit). Specimen Type: Whole blood Container/Tube: Black-and-tan-top (Streck) tube Specimen Volume: 10 mL Collection Instruction: Draw 1 tube of blood, 10 mL in special Streck Black/Tan top tube kit, ship Ambient. Min Vol: 8 mL REQUIRED: 1. Specimen collected between 10 and 27 weeks gestation 2. Sequenom collection kit (MML Supply T715) 3. Maternal Height (inches) 4. Maternal Weight (pounds) 5. Gestational Age (weeks) 6. Gestational Age (days) 7. Method of determining gestational age 8. Number of fetuses 9. Increased risk due to | WB Streck - Ambient 7 days/Refrigerated NO/Frozen NO | Upon Receipt | 5 - 7 days | 14 |  | Yes
ZW127 | SensoriMotor Neuropathy Profile with Recombx-Complete | 3100 |  | 83520 x10 | Athena Diagnostics | Specimen Type: Serum Container/Tube: Red-top tube or Serum Separator Tube (SST) Specimen Volume: 2 mL Collection Instruction: Separate serum from cells within 48 hours of collection and send 2 mL serum. ship Refrigerated. REQUIRED: Collection date for all orders Min Vol: 0.5 mL | Refrigerated 21 days/Frozen 28 days/Ambient 72hrs | Upon receipt | 7 - 10 days | 14 days | $2,985.00 is total for testing if all portions are completed. When a report is received with result 'TNP' for anti-Sulfatide, enter in pricing as $2415.00 total. | Yes
ZW127 | Sensory Neuropathy Profile with Recombx | 3148 |  | 83520 x6 | Athena Diagnostics | Specimen Type: Serum Container/Tube: Red-top tube or Serum Separator Tube (SST) Specimen Volume: 2 mL Collection Instruction: Separate serum from cells within 48 hours of collection and send 2 mL serum. ship Refrigerated. REQUIRED: Collection date for all orders Min Vol: 0.5 mL | Refrigerated 21 days/Frozen 28 days/Ambient 72hrs | Upon receipt | 7 - 10 days | 14 days | $1919.11 total is for all results completed. When a report is received with result 'TNP' for anti-Sulfatide, enter in pricing as $1349.11. | Yes
ZW127 | Ataxia, Common Repeat Expansion Evaluation | 6901 | 1735 | 81177, 81178, 81179, 81180, 81181, 81182, 81184, 81344 | Athena Diagnostics | REQUIRED: Physician attestation that Patient Informed Consent Form for Genetic Testing has been received. Specimen Type: Whole blood Container/Tube: (lavender top) EDTA tubes Specimen Volume: 8 mL Collection Instruction: 8 mL whole blood collected in two (lavender top) EDTA tubes. Ship Ambient REQUIRED: Collection date for all orders Min Vol: 6 mL NOTE: Higher blood volumes ensure adequate DNA quantity, which varies with WBC, specimen condition, and need for confirmatory testing. Acceptable: Extracted DNA with concentration and volume. | Ambient 10 days\Refrigerated 10 days\Frozen NO | Upon Receipt | 14 - 21 days | 28 days |  | No
ZW127 | Ataxia, Complete Dominant Evaluation | 6900 | 3485 | 81178, 81179, 81180, 81181, 81344, 81183, 81182, 81343, 81177, 81184, 81185, 81403, 81406 x2, 81407, 81408, 81479 | Athena Diagnostics | REQUIRED: Physician attestation that Patient Informed Consent Form for Genetic Testing has been received. Specimen Type: Whole blood Container/Tube: (lavender top) EDTA tubes Specimen Volume: 10 mL Collection Instruction: 10 mL whole blood collected in two (lavender top) EDTA tubes. Ship Ambient REQUIRED: Collection date for all orders Min Vol: 8 mL NOTE: Higher blood volumes ensure adequate DNA quantity, which varies with WBC, specimen condition, and need for confirmatory testing. Acceptable: Extracted DNA with concentration and volume. | Ambient 10 days/Refrigerated 10 days/Frozen NO | Upon Receipt | 21 - 28 days | 35 days |  | No
ZW127 | Ataxia, Comprehensive Evaluation | 6930 | 3785 | 81177(1), 81178(1), 81179(1), 81180(1), 81181(1), 81182(1), 81183(1), 81184(1), 81185(1), 81284(1), 81286(1), 81344(1), 81343(1), 81403(1), 81404(1), 81405(2), 81406(4), 81407(1), 81408(2), 81479(1) | Athena Diagnostics | REQUIRED: Physician attestation that Patient Informed Consent Form for Genetic Testing has been received. Specimen Type: Whole blood Container/Tube: (lavender top) EDTA tubes Specimen Volume: 10 mL Collection Instruction: 10 mL whole blood collected in two (lavender top) EDTA tubes. Ship Ambient REQUIRED: Collection date for all orders Min Vol: 8 mL -NOTE: Higher blood volumes ensure adequate DNA quantity, which varies with WBC, specimen condition, and need for confirmatory testing. Acceptable: Extracted DNA with concentration and volume. | Ambient 10 days\Refrigerated 10 days\Frozen NO | Upon Receipt | 21 - 28 days | 35 days |  | No
ZW127 | CEL (MODY8) Mutation Analysis | 837 | 825 | 81403 | Athena Diagnostics | REQUIRED: Physician attestation that Patient Informed Consent Form for Genetic Testing consent has been received. Specimen Type: Whole Blood Container/Tube: (lavender top) EDTA tubes Specimen Volume: 8 mL; Pediatric (0-3 years): 2 mL Collection Instruction: 8 mL whole blood collected in two (lavender top) EDTA tubes. Ship Ambient REQUIRED: Collection date for all orders Min Vol: 6 mL; Pediatric (0-3 years): 1 mL NOTE: Higher blood volumes ensure adequate DNA quantity, which varies with WBC, specimen condition, and need for confirmatory testing. Patients, 0-3 years have higher WBC, yielding more DNA per mL of blood Acceptable: Extracted DNA with concentration and volume. | Ambient 10 days/Refrigerated 10 days/Frozen NO | Upon Receipt | 14 - 28 days | 35 days |  | Yes
ZW127 | CYP11B1/2 DNA Chimeric Gene Fusion Test | 779 | 1060 | 81479 | Athena Diagnostics | REQUIRED: Physician attestation that Patient Informed Consent Form for Genetic Testing consent has been received. Specimen Type: Whole Blood Container/Tube: (lavender top) EDTA tubes Specimen Volume: 8 mL; Pediatric (0-3 years): 2 mL Collection Instruction: 8 mL whole blood collected in two (lavender top) EDTA tubes. Ship Ambient REQUIRED: Collection date for all orders Min Vol: 6 mL; Pediatric (0-3 years): 1 mL NOTE: Higher blood volumes ensure adequate DNA quantity, which varies with WBC, specimen condition, and need for confirmatory testing. Patients, 0-3 years have higher WBC, yielding more DNA per mL of blood. Acceptable: Extracted DNA with concentration and volume. | Ambient 10 days\Refrigerated 10 days\Frozen NO | Upon Receipt | 14 - 28 days | 35 days |  | Yes
ZW127 | CYP17A1 DNA Sequencing Test | 877 | 810 | 81405 | Athena Diagnostics | REQUIRED: Physician attestation that Patient Informed Consent Form for Genetic Testing has been received. Specimen Type: Whole Blood Container/Tube: (lavender top) EDTA tubes Specimen Volume: 8 mL; Pediatric (0-3 years): 2 mL Collection Instruction: 8 mL whole blood collected in two (lavender top) EDTA tubes. Ship Ambient REQUIRED: Collection date for all orders Min Vol: 6 mL; Pediatric (0-3 years): 1 mL NOTE: Higher blood volumes ensure adequate DNA quantity, which varies with WBC, specimen condition, and need for confirmatory testing. Patients, 0-3 years have higher WBC, yielding more DNA per mL of blood. Acceptable: Extracted DNA with concentration and volume. | Ambient 10 days\Refrigerated 10 days\Frozen NO | Upon Receipt | 14 - 28 days | 35 days |  | Yes
ZW127 | Dystonia (DYT1) DNA Test | 626 | 685 | 81400 | Athena Diagnostics | REQUIRED: Physician attestation that Patient Informed Consent Form for Genetic Testing has been received. Specimen Type: Whole Blood Container/Tube: (lavender top) EDTA tubes Specimen Volume: 8 mL; Pediatric (0-3 years): 2 mL Collection Instruction: 8 mL whole blood collected in two (lavender top) EDTA tubes. Ship Ambient REQUIRED: Collection date for all orders Min Vol: 6 mL; Pediatric (0-3 years): 1 mL NOTE: Higher blood volumes ensure adequate DNA quantity, which varies with WBC, specimen condition, and need for confirmatory testing. Patients, 0-3 years have higher WBC, yielding more DNA per mL of blood. Acceptable: Extracted DNA with concentration and volume, ship Ambient. | Ambient 10 days\Refrigerated 10 days\Frozen NO | Upon Receipt | 14-21 days | 28 days |  | Yes
ZW127 | Familial DNA Sequence Evaluation | 185 | 530 | 81403 | Athena Diagnostics | REQUIRED: Physician attestation that Patient Informed Consent Form for Genetic Testing has been received. Specimen Type: Whole Blood Container/Tube: (lavender top) EDTA tubes Specimen Volume: 8 mL; Pediatric (0-3 years): 2 mL Collection Instruction: 8 mL whole blood collected in two (lavender top) EDTA tubes. Ship Ambient REQUIRED: Collection date for all orders Min Vol: 6 mL; Pediatric (0-3 years): 1 mL Provide the following: 1) Athena accession number for family member with mutation identified 2) Family member's name NOTE: Higher blood volumes ensure adequate DNA quantity, which varies with WBC, specimen condition, and need for confirmatory testing. Patients, 0-3 years have higher WBC, yielding more DNA per mL of blood. Acceptable: Extracted DNA with Method, Concentration, and Volume | Ambient 10 days\Refrigerated 10 days\Frozen NO | Upon receipt | 14-28 days | 35 days |  | Yes
ZW127 | GALOP Autoantibody Test | 261 | 580.27 | 83520 | Athena Diagnostics | Specimen Type: Serum Container/Tube: Red-top tube or Serum Separator Tube (SST) Specimen Volume: 2 mL Collection Instruction: Separate serum from whole blood within 48 hours of collection and send 2 mL serum. Ship Refrigerated REQUIRED: Collection date for all orders Min Vol: 0.5 mL | Refrigerated 21 days/Frozen 4 months/Ambient 72hrs | Upon Receipt | 7-10 days | 14 days |  | Yes
ZW127 | HSD3B2 DNA Sequencing Test | 878 | 795 | 81404 | Athena Diagnostics | REQUIRED: Physician attestation that Patient Informed Consent Form for Genetic Testing has been received. Specimen Type: Whole Blood Container/Tube: (lavender top) EDTA tubes Specimen Volume: 8 mL; Pediatric (0-3 years): 2 mL Collection Instruction: 8 mL whole blood collected in two (lavender top) EDTA tubes. Ship Ambient REQUIRED: Collection date for all orders Min Vol: 6 mL; Pediatric (0-3 years): 1 mL NOTE: Higher blood volumes ensure adequate DNA quantity, which varies with WBC, specimen condition, and need for confirmatory testing. Patients, 0-3 years have higher WBC, yielding more DNA per mL of blood. Acceptable: Extracted DNA with concentration and volume. | Ambient 10 days\Refrigerated 10 days\Frozen NO | Upon receipt | 14 - 28 days | 35 days |  | Yes
ZW127 | LRP4 Autoantibody Test | 1483 | 835 | 86255 | Athena Diagnostics | Specimen Type: Serum Container/Tube: Red-top tube or Serum Separator Tube (SST) Specimen Volume: 2 mL Collection Instruction: 2 mL serum in a Red-top tube or Serum Separator Tube (SST). Ship Refrigerated REQUIRED: Collection date for all orders Min Vol: 0.5 mL | Refrigerated 25 days/Frozen 25 days/Ambient 72hrs | Upon receipt | 7- 14 days | 21 days |  | Yes
ZW127 | Monogenic Hypertension Evaluation | 749 | 3265 | 81404; 81405; 81406 x2 | Athena Diagnostics | REQUIRED: Physician attestation that Patient Informed Consent Form for Genetic Testing has been received. Specimen Type: Whole Blood Container/Tube: (lavender top) EDTA tubes Specimen Volume: 8 mL; Pediatric (0-3 years): 2 mL Collection Instruction: 8 mL whole blood collected in two (lavender top) EDTA tubes. Ship Ambient REQUIRED: Collection date for all orders Min Vol: 6 mL; Pediatric (0-3 years): 1 mL NOTE: Higher blood volumes ensure adequate DNA quantity, which varies with WBC, specimen condition, and need for confirmatory testing. Patients, 0-3 years have higher WBC, yielding more DNA per mL of blood. Acceptable: Extracted DNA with concentration and volume, ship Ambient. | Ambient 10 days\Refrigerated 10 days\Frozen NO | Upon Receipt | 14 - 28 days | 35 days |  | Yes
ZW127 | Myotonic Syndrome Advanced Evaluation | 5506 | 3030 | 81187; 81234; 81404; 81406 x2; 81479 | Athena Diagnostics | REQUIRED: Physician attestation that Patient Informed Consent Form for Genetic Testing has been received. Specimen Type: Whole Blood Container/Tube: (lavender top) EDTA tubes Specimen Volume: 8 mL; Pediatric (0-3 years): 2 mL Collection Instruction: 8 mL whole blood collected in two (lavender top) EDTA tubes. Ship Ambient REQUIRED: Collection date for all orders Min Vol: 6 mL; Pediatric (0-3 years): 1 mL NOTE: Higher blood volumes ensure adequate DNA quantity, which varies with WBC, specimen condition, and need for confirmatory testing. Patients, 0-3 years have higher WBC, yielding more DNA per mL of blood. Acceptable: Extracted DNA with concentration and volume, ship Ambient. | Ambient 10 days/ Refrigerated 10 days/ Frozen NO | Upon receipt | 21 - 28 days | 35 days |  | No
ZW127 | OPMD Repeat Expansion Test | 300 | 640 | 81312 | Athena Diagnostics | REQUIRED: Physician attestation that Patient Informed Consent Form for Genetic Testing has been received. Specimen Type: Whole Blood Container/Tube: (lavender top) EDTA tubes Specimen Volume: 8 mL; Pediatric (0-3 years): 2 mL Collection Instruction: 8 mL whole blood collected in two (lavender top) EDTA tubes. Ship Ambient REQUIRED: Collection date for all orders Min Vol: 6 mL; Pediatric (0-3 years): 1 mL NOTE: Higher blood volumes ensure adequate DNA quantity, which varies with WBC, specimen condition, and need for confirmatory testing. Patients, 0-3 years have higher WBC, yielding more DNA per mL of blood. Acceptable: Extracted DNA with concentration and volume, ship Ambient. | Ambient 10 days\Refrigerated 10 days\Frozen NO | Upon Receipt | 14-21 days | 28 days |  | Yes
ZW127 | Recombx Zic4 Autoantibody Test | 4689 | 380 | 83520 | Athena Diagnostics | Submit only 1 of the following specimens: Serum: 2 mL (0.5 mL minimum) in a Red-top tube or SST, ship Refrig. or CSF: 2 mL (0.5 mL minimum) in a sterile leak-proof container, ship Refrig. Please Note: Collection date is required. | Ambient 72 hours/Refrig 28 days/Frozen 28 days | Upon Receipt | 3-5 days | 9 days |  | Yes
ZW127 | SCA17 (TBP) Repeat Expansion | 388 | 570 | 81344 | Athena Diagnostics | REQUIRED: Physician attestation that Patient Informed Consent Form for Genetic Testing has been received. Specimen Type: Whole Blood Container/Tube: (lavender top) EDTA tubes Specimen Volume: 8 mL; Pediatric (0-3 years): 2 mL Collection Instruction: 8 mL whole blood collected in two (lavender top) EDTA tubes. Ship Ambient REQUIRED: Collection date for all orders Min Vol: 6 mL; Pediatric (0-3 years): 1 mL NOTE: Higher blood volumes ensure adequate DNA quantity, which varies with WBC, specimen condition, and need for confirmatory testing. Patients, 0-3 years have higher WBC, yielding more DNA per mL of blood. Acceptable: Extracted DNA with concentration and volume, ship Ambient. | Ambient 10 days\Refrigerated 10 days\Frozen NO | Upon Receipt | 14-21 days | 28 days |  | Yes
ZW127 | SCA8 (ATXN8OS) Repeat Expansion | 384 | 730 | 81182 | Athena Diagnostics | Complete and submit with sample: Athena Diagnostics Client Test Requisition Form. Specimen Type: Whole Blood Container/Tube: (lavender top) EDTA tubes. Specimen Volume: 8 mL; Pediatric (0-3 years): 2 mL Collection Instruction: 8 mL whole blood collected in two (lavender top) EDTA tubes. Ship Ambient REQUIRED: Collection date for all orders Min Vol: 6 mL; Pediatric (0-3 years): 1 mL Please Note: Collection date is required. REQUIRED: Physician attestation that patient consent has been received. Also Acceptable: Extracted DNA with concentration and volume, ship Ambient. NOTE: Higher blood volumes ensure adequate DNA quantity, which varies with WBC, specimen condition, and need for confirmatory testing. Patients, 0-3 years have higher WBC, yielding more DNA per mL of blood. Also Acceptable: Extracted DNA with concentration and volume, ship Ambient. | Blood: Ambient 10 days\Refrig 10 days\Frozen NO DNA: Ambient | Upon Receipt | 14-21 days | 28 days |  | No
ZW131 | Amylase, Random Urine with Creatinine | 8464 | 82.79 | 82150, 82570 | Quest Diagnostics Nichols Institute | Specimen Type: Random Urine Container/Tube: Sterile-leak proof container (preservative-free) Specimen Volume: 10 mL Collection Instruction: Send 10 mL random urine with no preservative collected in sterile-leak proof container. Ship Refrigerated Min Vol: 2 mL | Refrigerated 7 days/Ambient 7 days/Frozen 28 days | Monday, Wednesday | 2 days | 10 days |  | Yes
ZW131 | Angiotensin II | 36718 | 106.84 | 82163 | Quest Diagnostics Nichols Institute | Specimen Type: Plasma Container/Tube: EDTA (lavender-top) tube Specimen Volume: 1 mL Collection Instruction: Draw blood in a EDTA (lavender-top) tube. Spin down and send 1 mL plasma in a plastic vial. Ship Frozen Min Vol: 0.3 mL | Frozen 28 days/Refrigerated 24hrs/Ambient 12hrs | Tuesday | 4 - 11 days | 15 days |  | Yes
ZW131 | Centromere B Antibody | 16088 | 89 | 86235 | Quest Diagnostics Nichols Institute | Specimen Type: Serum Container/Tube: Plain red-top tube, serum gel tube is acceptable Specimen Volume: 1 mL Collection Instruction: Draw blood in a plain red-top tube, serum gel tube is acceptable. Spin down and send 1 mL of serum in a plastic vial. Ship Refrigerated Min Vol: 0.5 mL | Refrigerated 7 days/Frozen 30 days/Ambient 4 days | Monday - Saturday | 1 - 2 days | 6 days |  | Yes
ZW131 | Dihydrotestosterone, Free, Serum | 36168 | 220 | 82642 | Quest Diagnostics Nichols Institute | Specimen Type: Serum Container/Tube: Red-top tube (no gel) Specimen Volume: 1.5 mL Collection Instruction: Draw blood in plain, red-top tube (Serum gel tubes are not acceptable). Spin down and send 1.5 mL of serum in a plastic vial. Ship Refrigerated Min Vol: 1 mL | Refrigerated 14 days\Frozen 180 days\Ambient 72 hours | Tuesday | 3 - 11 days | 15 days |  | Yes
ZW131 | Histamine Release (Chronic Urticaria) | 16838 | 196.44 | 86343 | Quest Diagnostics Nichols Institute | Specimen Type: Serum Container/Tube: Red-top tube (no gel) Specimen Volume: 1.5 mL Collection Instruction: Collect blood in a red-top tube (no gel). Separate and send 1.5 mL serum in a plastic aliquot tube. Ship Refrigerated Min Vol: 1 mL | Refrigerated 7 days/Ambient 7 days/Frozen 30 days | Tuesday, Thursday | 4 - 9 days | 16 days |  | Yes
ZW131 | Hyperglycosylated hCG ( h-hCG ) | 11303 | 193 | 83520 | Quest Diagnostics Nichols Institute | Specimen Type: Serum Container/Tube: Red top tube Acceptable: Serum gel tube Specimen Volume: 2 mL Collection Instruction: Collect no additive, red-top tube or Serum gel tube. Separate and submit 2 mL serum. Ship Refrigerated Min Vol: 0.2 mL | Refrigerated 14 days/Ambient 14 days/Frozen 10 months | Tuesday - Friday | 2 - 6 days | 11 days |  | Yes
ZW131 | Lp-PLA2 Activity | 94267 | 85 | 83698 | Quest Diagnostics Nichols Institute | Submit one of the following: Specimen Type: Serum (preferred) Container/Tube: Serum gel tube Acceptable: Plain red-top tube Specimen Volume: 1 mL Collection Instruction: Separate serum from red blood cells using standard separation procedures. Recommend to centrifuge and separate within four hours of draw. Ship Refrigerated. Min Vol: 0.5 mL Specimen Type: Plasma Container/Tube: EDTA (lavender-top) tube Specimen Volume: 1 mL Collection Instruction: Separate plasma from red blood cells using standard separation procedures. Recommend to centrifuge and separate within four hours of draw. Ship Refrigerated Min Vol: 0.5 mL NOTE: Fasting preferred, but not required. | Refrigerated 28 days/Ambient 28 days/Frozen 43 days | Monday through Saturday | 3 - 6 days | 10 days |  | Yes
ZW131 | Myelin Antibody (IgG), IFA | 4639X | 130.55 | 86255 | Quest Diagnostics Nichols Institute | Specimen Type: Serum Container/Tube: Red-top tube (no gel) Specimen Volume: 0.5 mL Collection Instruction: Draw blood in a red-top tube (no gel). Spin down and send 0.5 mL of serum. Ship Refrigerated Min Vol: 0.3 mL NOTE: Serum specimens should be collected under aseptic condition. Hemolysis should be avoided through prompt separation of the serum from the clot. | Refrigerated 14 days/Ambient 7 days/Frozen 21 days | Wednesday | 2 - 9 days | 13 days |  | Yes
ZW131 | Penta Screen | 15934 | 392.11 | 81512 | Quest Diagnostics Nichols Institute | Specimen Type: Serum Container/Tube: Plain Red top tube Acceptable: Serum gel tube Specimen Volume: 4 mL Collection Instruction: Draw blood in a plain red-top tube(s), serum gel tube(s) is acceptable. Spin down and send 4 mL of serum. Ship Refrigerated Min Vol: 1.5 mL Required: 1. Maternal date of birth (mm/dd/yy) 2. Estimated Date of Delivery by US/LMP/PE 3. weight 4. race 5. insulin-dependent diabetes status 6. repeat sample (Y/N) 7. number of fetuses 8. Previous pregnancy Down Syndrome-yes or no. 9. neural tube defect history must be provided for interpretation of results. Note: The risk assessment is based on demographic data provided by the physician. | Refrigerated 14 days/Ambient 14 days/Frozen 28 days | Monday through Saturday | 3 - 5 days | 9 days |  | No
ZW131 | Pregnenolone, LC/MS | 31493 | 130.89 | 84140 | Quest Diagnostics Nichols Institute | Specimen Type: Serum Container/Tube: Plain Red top tube (NO GEL) Specimen Volume: 0.5 mL Collection Instruction: Collect blood in a Vacutainer® with no additives. Allow blood to clot (30 minutes) at room temperature, 18-25° C. Centrifuge and separate the serum from the cells. Freeze as soon as possible. | Frozen 30 days/ Refrigerated 72 hours /Ambient No | Sunday - Friday | 4 days |  |  | Yes
ZW131 | Resistance to Thyroid Hormone (RTH) Gene Sequencing | 16053 | 810 | 81405 | Quest Diagnostics Nichols Institute | Physician Attestation of Informed Consent This germline genetic test requires physician attestation that patient consent has been received if ordering medical facility is located in AK, DE, FL, GA, IA, MA, MN, NV, NJ, NY, OR, SD or VT or test is performed in MA. Preferred Specimen Type: Whole Blood Container/Tube: EDTA (lavender-top), ACD (yellow-top), or sodium heparin (green-top) tube Specimen Volume: 5 mL Collection Instruction: Collect whole blood in EDTA (lavender-top), ACD (yellow-top), or sodium heparin (green-top) tube. Specimen stability is crucial. Store and ship ambient immediately; Do not freeze. Min Vol: 3 mL Other Alternative Specimen(s) allowed by Quest Call to confirm specimen requirements (may include additional charges)-3/24/2025 | Ambient 14 days/Refrigerated 14 days/Frozen NO | As needed; minimum 1x per week | 2 - 4 weeks | 35 days | Specimens submitted for testing other than blood need to be called for fee, additional charges may apply. | Yes
ZW131 | Rheumatoid Factor Screen with Reflex to Titer, Synovial Fluid | 15384X |  | 86430 If RF Screen is positive, RF Titer will be performed at an additional charge (CPT code: 86431) | Quest Diagnostics Nichols Institute | Specimen Type: Synovial fluid Container/Tube: Sterile screw cap container Specimen Volume: 1 mL Collection Instruction: Send 1 mL synovial fluid in a sterile screw cap container. Ship Refrigerated Min Vol: 0.3 mL | Refrigerated 7 days/Frozen 21 days/Ambient 24 hours | Tuesday, Friday | 2 - 6 days | 11 days | Fee: $71.11 Additional fee for reflex: $30.50 for total $101.61 | No
ZW131 | Ribosomal P Antibody, CSF | 90637 | 155.49 | 83516 | Quest Diagnostics Nichols Institute | Specimen Type: CSF Container/Tube: Sterile, plastic, leak-proof container Specimen Volume: 0.5 mL Collection Instruction: Submit CSF in original collection tube or use plastic screw-cap vial or pour-off tube. Ship Refrigerated Min Vol: 0.3 mL | Refrigerated 7 days/Ambient 4 days/Frozen 30 days | Monday thorugh Saturday | 2 - 4 days | 8 days |  | Yes
ZW131 | T3 (Triiodothyronine) Antibody | 36574 | 153 | 83519 | Quest Diagnostics Nichols Institute | Specimen Type: Serum Container/Tube: Plain Red top tube Acceptable: Serum gel tube Specimen Volume: 1 mL Collection Instruction: Draw blood in a plain red-top tube(s), serum gel tube(s) is acceptable. Spin down and send 1 mL of serum. Ship Refrigerated Min Vol: 0.5 mL | Ambient 14 days/Refrigerated 14 days/Frozen 28 days | Sunday, Wednesday | 4-8 days | 12 days |  | Yes
ZW131 | T3 Free, Tracer Dialysis | 36598 | 195.5 | 84480; 84481 | Quest Diagnostics Nichols Institute | Specimen Type: Serum Container/Tube: Plain Red top tube Acceptable: Glass serum gel tube Specimen Volume: 1 mL Collection Instruction: Draw blood in a plain red-top tube, glass serum gel tube is acceptable. Spin down and send 1 mL of serum. Ship Refrigerated Min Vol: 0.5 mL | Refrigerated 7 days\Frozen 28 days\Ambient 4 days | Sunday through Thursday | 4 - 7 days | 12 days |  | Yes
ZW131 | Trichinella Antibody (IgG), ELISA | 34321 | 98.5 | 86784 | Quest Diagnostics Nichols Institute | Collection Container/Tube: Preferred: Serum gel Acceptable: Red top Submission Container/tube: Plastic vial Specimen Volume: 1 mL Collection Instructions: 1. Collection, centrifuge and aliquot 1 mL of serum into a plastic vial. 2. Send refrigerated. Min. Volume: 0.5 |  | 1 time per week | 9 days | 13 |  | Yes
ZW131 | TSH with HAMA Treatment | 19537 | 140.13 | 84443 x2 | Quest Diagnostics Nichols Institute | Patient Preparation: Specimen collection after fluorescein dye angiography should be delayed for at least 3 days. For patients on hemodialysis, specimen collection should be delayed for 2 weeks. According to the assay manufacturer Siemens: "Samples containing fluorescein can produce falsely depressed values when tested with the ADVIA Centaur TSH3 Ultra assay". Specimen Type: Serum Container/Tube: Red-top tube (no gel) Specimen Volume: 2 mL Collection Instruction: Draw blood in a red-top tube (no gel). Spin down and send 2 mL of serum. Ship Refrigerated Min Vol: 1.5 mL | Refrigerated 7 days/Ambient 7 days/Frozen 28 days | Tuesday - Saturday | 2 - 3 days | 7 days |  | Yes
ZW140 | MMP-7 (Matrix Metalloproteinase 7) | MML1556 | 362 | 83520 | Children's Med Ctr of Dallas | Complete and Submit with specimen: MMP7 Test Requisition Specimen Type: Serum Container/Tube: Red top tube Acceptable: Gold top tube Specimen Volume: 1 mL Collection Instruction: Send 1 mL Serum from Red top or Gold top tube. Spin and separate within 2 hours of collection. Ship Frozen Min Vol: 0.5 mL | Frozen 6 months/Refrigerated NO/Ambient NO | Monday, Wednesday, Friday | 2 days | 8 |  | No
ZW143 | Early Sjogren’s Syndrome Profile includes 094, 095, 096 | 093 | 422 | 83520 x9 | IMMCO Diagnostics (Trinity Biotech) | Specimen Type: Serum Container/Tube: Red top or serum separator tube. Specimen Volume: 2 mL Collection Instruction: Collect 2-3 ml of blood in a red top or serum separator tube. Separate serum from clot and ship Serum Refrigerated. Min Vol: 0.5 mL | Refrigerated 5 days/Ambient 5 days/Frozen 365 days | Once every 2 weeks | 2 weeks | 20 |  | Yes
ZW146 | FIBROSpect HCV | 4000 | 350 | 83883 83520 82397 | Prometheus Laboratories, Inc. | Specimen Type: Serum Container/Tube: Red or SST Specimen Volume: 2 mL Collection Instructions: Draw blood in a plain red-top tube(s), serum gel tube(s) is acceptable. Spin down and send 2 mL of serum refrigerated in a plastic vial. Min Vol: 1 mL | Serum - Refrigerated (preferred) - 30 days Ambient - 7 days | Monday through Friday | 4 days | 6-10 days |  | Yes
ZW149 | GenoSure Archive DNA Sequencing | R6000 | 925 | 87900; 87901; 87906 | Monogram Biosciences, Inc. (LabCorp) | Specimen Type: Whole Blood Container/Tube: EDTA (lavender-top) Specimen Volume: 4 mL Collection Instruction: Draw 4 mL of Whole Blood in EDTA tubes. Do not centrifuge; freeze immediately and ship Frozen. Min Vol: 4 mL | Frozen 14 days\Ambient NO\Refrigerated NO | Upon Receipt | 10-14 days | 18 days |  | Yes
ZW149 | Phenosense Integrase | S3200 | 760 | 87903 | Monogram Biosciences, Inc. (LabCorp) | Specimen Type: Plasma Container/Tube: 2 PPT (pearl-top) tubes, or 2 Lavender-top (EDTA) tubes Specimen Volume: 3 mL Collection Instructions: Draw blood in either 2 PPT or 2 lavender-top (EDTA) tubes. Centrifuge within 6 hours of collection. Spin at 1000–1200g for 10 to 15 minutes. Transfer plasma to one or more screw-cap tubes (not "pop-top" or "snap-cap"). Freeze immediately and ship Frozen. Min Vol: 1 mL Note: 1. Required: Viral load and viral load collection date 2. Viral load requirement: ≥ 500 c/mL For best results, viral loads should be confirmed within 2 weeks prior to submission for testing at Monogram. 3. Patient specimens submitted <30 days apart are considered duplicate and will be cancelled. | Frozen OK/Refrigerated NO/Ambient NO | Monday Through Friday | 21 days | 25 days |  | Yes
ZW153 | Familial Mediterranean Fever | MML70 |  | Varies | Center for Human Genetics | Complete and submit with sample: Molecular Genetics Laboratory Test Requisition Specimen Type: Whole Blood Container/Tube: EDTA (lavender top) Specimen Volume: Two (2)- tubes, 10 mL for adults; 1 tube with 5 mL for children Collection Instruction: Submit 10 mL in (2) two EDTA tubes. (1) One tube with 5 mL for children. Ship Ambient Min Vol: Adults: 7 mL in two tubes; Children: 3 mL in one tube Acceptable: Extracted DNA minimum volume 25 micrograms, ship ambient. | Blood: Ambient 5-7 days\Refrigerated NO\Frozen NO | Upon Receipt | 2 - 4 weeks | 35 days | Please call for final fee/cpt codes when report received. | Yes
ZW155 | Antiphosphatidic Acid Antibodies | MML105 | 134 | 83520 x3 | BioAgilytix Diagnostics | Specimen Type: Serum Container/Tube: Red top tube or SST tube Specimen Volume: 1 mL Collection Instruction: After collection, allow blood to clot for 30 minutes. Centrifuge at 3,000 rpm for 10 minutes. Separate serum and freeze immediately. Ship frozen. Min Vol: 0.5 mL | Frozen 30 days/Refrigerated 14 days/Ambient NO | Wednesday | 7 business days | 13 days |  | No
ZW155 | Anti-phosphatidylglycerol Antibodies, Serum | MML1457 | 134 | 83520 x3 | BioAgilytix Diagnostics | Specimen Type: Serum Container/Tube: Red top tube or SST tube Specimen Volume: 1 mL Collection Instruction: After collection, allow blood to clot for 30 minutes. Centrifuge at 3,000 rpm for 10 minutes. Separate serum and freeze immediately. Ship frozen. Min Vol: 0.5 mL | Frozen 30 days/Refrigerated 14 days/Ambient NO | Tuesday-Wednesday | 7 business days | 13 days |  | No
ZW155 | Anti-phosphatidylinositol Antibodies Panel, Serum, | MML1458 | 134 | 83520 x3 | BioAgilytix Diagnostics | Specimen Type: Serum Container/Tube: Red top tube or SST tube Specimen Volume: 1 mL Collection Instruction: After collection, allow blood to clot for 30 minutes. Centrifuge at 3,000 rpm for 10 minutes. Separate serum and freeze immediately. Ship frozen. Min Vol: 0.5 mL | Frozen 30 days/Refrigerated 14 days/Ambient NO | Tuesday-Wednesday | 7 business days | 13 days |  | No
ZW155 | Hepatitis D Antigen | 40020 | 130 | 87380 | BioAgilytix Diagnostics | Specimen Type: Serum Container/Tube: Serum gel separator tube or Red top tube with no additives Specimen Volume: 1 mL Collection Instruction: Allow blood to clot for 30 minutes. Centrifuge then aliquot serum into a transfer tube. Freeze immediately. Ship frozen. Min Vol: 0.5 mL | Frozen 14 days\Refrigerated <24hrs\Ambient NO | Thursday | 7 business days | 13 days |  | Yes- Serum only
ZW155 | Substance P | FSUP | 160 | 83520 | BioAgilytix Diagnostics | Specimen Type: Serum Container/Tube: SST tube Specimen Volume: 5 mL Collection Instruction: Allow to clot for 30min at Room Temperature. Centrifuge sample at 3400 rpm for 10 minutes. Separate serum into a transfer tube as soon as possible. Freeze at -20C immediately. Ship Frozen Min Vol: 1 mL | Frozen 28 days/Refrigerated NO/Ambient NO | Upon receipt | 14 business days | 20 days |  | No
ZW166 | Bile Acids, Serum | 9001004 | 1214 | 83789 | Children's Hospital Medical Center - Setchell | Complete and submit with specimen: Bile Acid Synthesis Disorders by Mass Spectrometry Test Requisition Form - Provide history/Preliminary diagnosis to help with interpretation. Specimen Type: Serum Container/Tube: Red, No Gel or Gold top Specimen Volume: 1.5 mL Collection Instruction: Send 1.5 mL Serum from Red, No Gel or Gold top tube. Preferable for patients to be off Ursodeoxycholic acid (Urso or Actigal) for 5 days before sample collection. Freeze immediately and Ship Frozen Min Vol: 0.5 mL | Frozen >10 years/Refrigerated NO/Ambient NO | Varies | 10 - 14 days | 18 |  | Yes
ZW168 | Autoimmune Lymphoproliferative Syndrome Panel | T990 | 985 | 81479x3 | GeneDx, Inc. | -Complete and submit with specimen(s): Rare Disorders Test Requisition Form Preferred Specimen: Specimen Type: Whole Blood Container/Tube: EDTA - Lavender Top Tube Specimen Volume: 2-5 mL Collection Instruction: One EDTA (lavender top) tube containing 2-5 mL whole sterile blood. Ship Refrigerated. Min Vol: Several tests usually can be performed on one 3 mL blood specimen. 3-5 mL is the preferred volume for adults, 1-2 mL is acceptable for infants. Stability: Refrigerated 7 days/Ambient 24hrs/Frozen NO Alternative Specimen: Specimen Type: Buccal Swab Container/Tube: Buccal Collection Kit Collection Instruction: Do not drink, eat, or smoke for at least 30 minutes before collection. Remove oral swab without touching tip or removing from tube. Place sponge on upper inside of left cheek in space where upper gums meet cheek. Sweep (or drag) in a back-and-forth motion at least 10 times. Repeat sweeping motion in the middle and lower sides of left cheek (do not rub the teeth). Hold tube upright to prevent anything from spilling. Unscrew blue cap, turn cap upside down, and insert sponge into the tube with solution. Close the cap tightly. Shake vigorously, up and down 10 times. Repeat using the second swab on right cheek. Min Vol: Multiple permitted tests can be ordered on one swab, but the DNA yield is limited. Buccal Swab: Ambient 7 days (preferred) or up to 60 days (manufacturer's limit)/Refrigerated NO/Frozen NO | Blood: Refrigerated 7 days/Ambient 24hrs/Frozen NO - Blood specimens older than 7 days can still be shipped; they will be tested if the yield and quality of DNA permit. Buccal Swab: Ambient 7 days (preferred) or up to 60 days (manufacturer's limit)/Refrigerated NO/Frozen NO | Upon Receipt | 21 days | 28 |  | Yes
ZW168 | Autosomal Dominant Osteogenesis Imperfecta Panel | T992 | 985 | 81408x2, 81479 | GeneDx, Inc. | -Complete and submit with specimen(s): Rare Disorders Test Requisition Form Preferred Specimen: Specimen Type: Whole Blood Container/Tube: EDTA - Lavender Top Tube Specimen Volume: 2-5 mL Collection Instruction: One EDTA (lavender top) tube containing 2-5 mL whole sterile blood. Ship Refrigerated. Min Vol: Several tests usually can be performed on one 3 mL blood specimen. 3-5 mL is the preferred volume for adults, 1-2 mL is acceptable for infants. Stability: Refrigerated 7 days/Ambient 24hrs/Frozen NO Alternative Specimens: Specimen Type: Buccal Swab Container/Tube: Buccal Collection Kit Collection Instruction: Do not drink, eat, or smoke for at least 30 minutes before collection. Remove oral swab without touching tip or removing from tube. Place sponge on upper inside of left cheek in space where upper gums meet cheek. Sweep (or drag) in a back-and-forth motion at least 10 times. Repeat sweeping motion in the middle and lower sides of left cheek (do not rub the teeth). Hold tube upright to prevent anything from spilling. Unscrew blue cap, turn cap upside down, and insert sponge into the tube with solution. Close the cap tightly. Shake vigorously, up and down 10 times. Repeat using the second swab on right cheek. Min Vol: Multiple permitted tests can be ordered on one swab, but the DNA yield is limited. Buccal Swab: Ambient 7 days (preferred) or up to 60 days (manufacturer's limit)/Refrigerated NO/Frozen NO Specimen Type: DNA Container/Tube: 1.7 mL flip-cap microtube, 1.5 mL v-bottom screw cap tube, 0.5 mL v-bottom skirted tube or 2.0 mL v-bottom skirted tube is preferred. Specimen Volume: 5 μg (=5,000 ng) DNA is sufficient for any one or two tests. If testing needs to be repeated for any reason, 5 μg may not be sufficient. Diluent: For best results, DNA should be dissolved in pH 8.0 TE buffer with low EDTA (10 mM Tris, 0.1 mM EDTA). *Excess EDTA can inhibit reactions and must be avoided.* Volume and Concentration: Concentration of ≥50 ng/ μl AND a volume of ≥100 μl. * Concentrations over 250 ng/ μl or volumes under 20 μl should be diluted before sending to avoid waste. Collection Instruction: DNA extracted from whole blood, buccal swab, saliva, fresh and frozen tissue, bone marrow, dried blood spots. Ship DNA ambient. | Blood: Refrigerated 7 days/Ambient 24hrs/Frozen NO - Blood specimens older than 7 days can still be shipped; they will be tested if the yield and quality of DNA permit. Buccal Swab: Ambient 7 days (preferred) or up to 60 days (manufacturer's limit)/Refrigerated NO/Frozen NO DNA: Ambient OK/Refrigerated OK/Frozen OK | Upon receipt | 21 days | 28 |  | Yes
ZW168 | Chronic Granulomatous Disease Panel | T989 | 985 | 81479x3 | GeneDx, Inc. | -Complete and submit with specimen(s): Neurology Test Requisition Form Preferred Specimen: Specimen Type: Whole Blood Container/Tube: EDTA - Lavender Top Tube Specimen Volume: 2-5 mL Collection Instruction: One EDTA (lavender top) tube containing 2-5 mL whole sterile blood. Ship Refrigerated. Min Vol: Several tests usually can be performed on one 3 mL blood specimen. 3-5 mL is the preferred volume for adults, 1-2 mL is acceptable for infants. Stability: Refrigerated 7 days/Ambient 24hrs/Frozen NO Alternative Specimen: Specimen Type: Buccal Swab Container/Tube: Buccal Collection Kit Collection Instruction: Do not drink, eat, or smoke for at least 30 minutes before collection. Remove oral swab without touching tip or removing from tube. Place sponge on upper inside of left cheek in space where upper gums meet cheek. Sweep (or drag) in a back-and-forth motion at least 10 times. Repeat sweeping motion in the middle and lower sides of left cheek (do not rub the teeth). Hold tube upright to prevent anything from spilling. Unscrew blue cap, turn cap upside down, and insert sponge into the tube with solution. Close the cap tightly. Shake vigorously, up and down 10 times. Repeat using the second swab on right cheek. Min Vol: Multiple permitted tests can be ordered on one swab, but the DNA yield is limited. Buccal Swab: Ambient 7 days (preferred) or up to 60 days (manufacturer's limit)/Refrigerated NO/Frozen NO | Blood: Refrigerated 7 days/Ambient 24hrs/Frozen NO - Blood specimens older than 7 days can still be shipped; they will be tested if the yield and quality of DNA permit. Buccal Swab: Ambient 7 days (preferred) or up to 60 days (manufacturer's limit)/Refrigerated NO/Frozen NO | Upon receipt | 21 days | 28 |  | Yes
ZW168 | CNBP Repeat Analysis | 819 | 435 | 81187 | GeneDx, Inc. | -Complete and submit with specimen(s): Neurology Test Requisition Form Preferred Specimen: Specimen Type: Whole Blood Container/Tube: EDTA - Lavender Top Tube Specimen Volume: 2-5 mL Collection Instruction: One EDTA (lavender top) tube containing 2-5 mL whole sterile blood. Ship Refrigerated. Min Vol: Several tests usually can be performed on one 3 mL blood specimen. 3-5 mL is the preferred volume for adults, 1-2 mL is acceptable for infants. Stability: Refrigerated 7 days/Ambient 24hrs/Frozen NO Alternative Specimen: Specimen Type: Buccal Swab Container/Tube: Buccal Collection Kit Collection Instruction: Do not drink, eat, or smoke for at least 30 minutes before collection. Remove oral swab without touching tip or removing from tube. Place sponge on upper inside of left cheek in space where upper gums meet cheek. Sweep (or drag) in a back-and-forth motion at least 10 times. Repeat sweeping motion in the middle and lower sides of left cheek (do not rub the teeth). Hold tube upright to prevent anything from spilling. Unscrew blue cap, turn cap upside down, and insert sponge into the tube with solution. Close the cap tightly. Shake vigorously, up and down 10 times. Repeat using the second swab on right cheek. Min Vol: Multiple permitted tests can be ordered on one swab, but the DNA yield is limited. Buccal Swab: Ambient 7 days (preferred) or up to 60 days (manufacturer's limit)/Refrigerated NO/Frozen NO | Blood: Refrigerated 7 days/Ambient 24hrs/Frozen NO - Blood specimens older than 7 days can still be shipped; they will be tested if the yield and quality of DNA permit. Buccal Swab: Ambient 7 days (preferred) or up to 60 days (manufacturer's limit)/Refrigerated NO/Frozen NO | Upon receipt | 21 days | 28 |  | Yes
ZW168 | Comprehensive Brain Malformations Panel | 691 | 985 | 81403, 81404x2, 81405x3, 81406x4, 81407, 81408, 81479x3 | GeneDx, Inc. | -Complete and submit with specimen(s): Neurology Test Requisition Form Preferred Specimen: Specimen Type: Whole Blood Container/Tube: EDTA - Lavender Top Tube Specimen Volume: 2-5 mL Collection Instruction: One EDTA (lavender top) tube containing 2-5 mL whole sterile blood. Ship Refrigerated. Min Vol: Several tests usually can be performed on one 3 mL blood specimen. 3-5 mL is the preferred volume for adults, 1-2 mL is acceptable for infants. Stability: Refrigerated 7 days/Ambient 24hrs/Frozen NO Alternative Specimen: Specimen Type: Buccal Swab Container/Tube: Buccal Collection Kit Collection Instruction: Do not drink, eat, or smoke for at least 30 minutes before collection. Remove oral swab without touching tip or removing from tube. Place sponge on upper inside of left cheek in space where upper gums meet cheek. Sweep (or drag) in a back-and-forth motion at least 10 times. Repeat sweeping motion in the middle and lower sides of left cheek (do not rub the teeth). Hold tube upright to prevent anything from spilling. Unscrew blue cap, turn cap upside down, and insert sponge into the tube with solution. Close the cap tightly. Shake vigorously, up and down 10 times. Repeat using the second swab on right cheek. Min Vol: Multiple permitted tests can be ordered on one swab, but the DNA yield is limited. Buccal Swab: Ambient 7 days (preferred) or up to 60 days (manufacturer's limit)/Refrigerated NO/Frozen NO | Blood: Refrigerated 7 days/Ambient 24hrs/Frozen NO - Blood specimens older than 7 days can still be shipped; they will be tested if the yield and quality of DNA permit. Buccal Swab: Ambient 7 days (preferred) or up to 60 days (manufacturer's limit)/Refrigerated NO/Frozen NO | Upon receipt | 28 days | 35 |  | Yes
ZW168 | Congenital Ichthyosis Slice | 708 | 2035 | 81252, 81401, 81479x3 | GeneDx, Inc. | -Complete and submit with specimen(s): Rare Disorders Test Requisition Form Preferred Specimen: Specimen Type: Whole Blood Container/Tube: EDTA - Lavender Top Tube Specimen Volume: 2-5 mL Collection Instruction: One EDTA (lavender top) tube containing 2-5 mL whole sterile blood. Ship Refrigerated. Min Vol: Several tests usually can be performed on one 3 mL blood specimen. 3-5 mL is the preferred volume for adults, 1-2 mL is acceptable for infants. Stability: Refrigerated 7 days/Ambient 24hrs/Frozen NO Alternative Specimen: Specimen Type: Buccal Swab Container/Tube: Buccal Collection Kit Collection Instruction: Do not drink, eat, or smoke for at least 30 minutes before collection. Remove oral swab without touching tip or removing from tube. Place sponge on upper inside of left cheek in space where upper gums meet cheek. Sweep (or drag) in a back-and-forth motion at least 10 times. Repeat sweeping motion in the middle and lower sides of left cheek (do not rub the teeth). Hold tube upright to prevent anything from spilling. Unscrew blue cap, turn cap upside down, and insert sponge into the tube with solution. Close the cap tightly. Shake vigorously, up and down 10 times. Repeat using the second swab on right cheek. Min Vol: Multiple permitted tests can be ordered on one swab, but the DNA yield is limited. Buccal Swab: Ambient 7 days (preferred) or up to 60 days (manufacturer's limit)/Refrigerated NO/Frozen NO | Blood: Refrigerated 7 days/Ambient 24hrs/Frozen NO - Blood specimens older than 7 days can still be shipped; they will be tested if the yield and quality of DNA permit. Buccal Swab: Ambient 7 days (preferred) or up to 60 days (manufacturer's limit)/Refrigerated NO/Frozen NO | Upon receipt | 28 days | 35 |  | Yes
ZW168 | Deletion/Duplication | 906 | 460 | Varies by Gene | GeneDx, Inc. | -Complete and submit with specimen(s): Rare Disorders Test Requisition Form Preferred Specimen: Specimen Type: Whole Blood Container/Tube: EDTA - Lavender Top Tube Specimen Volume: 2-5 mL Collection Instruction: One EDTA (lavender top) tube containing 2-5 mL whole sterile blood. Ship Refrigerated. Min Vol: Several tests usually can be performed on one 3 mL blood specimen. 3-5 mL is the preferred volume for adults, 1-2 mL is acceptable for infants. Stability: Refrigerated 7 days/Ambient 24hrs/Frozen NO Alternative Specimen: Specimen Type: Buccal Swab Container/Tube: Buccal Collection Kit Collection Instruction: Do not drink, eat, or smoke for at least 30 minutes before collection. Remove oral swab without touching tip or removing from tube. Place sponge on upper inside of left cheek in space where upper gums meet cheek. Sweep (or drag) in a back-and-forth motion at least 10 times. Repeat sweeping motion in the middle and lower sides of left cheek (do not rub the teeth). Hold tube upright to prevent anything from spilling. Unscrew blue cap, turn cap upside down, and insert sponge into the tube with solution. Close the cap tightly. Shake vigorously, up and down 10 times. Repeat using the second swab on right cheek. Min Vol: Multiple permitted tests can be ordered on one swab, but the DNA yield is limited. Buccal Swab: Ambient 7 days (preferred) or up to 60 days (manufacturer's limit)/Refrigerated NO/Frozen NO | Blood: Refrigerated 7 days/Ambient 24hrs/Frozen NO - Blood specimens older than 7 days can still be shipped; they will be tested if the yield and quality of DNA permit. Buccal Swab: Ambient 7 days (preferred) or up to 60 days (manufacturer's limit)/Refrigerated NO/Frozen NO | Upon receipt | 21-28 days | 35 |  | Yes
ZW168 | DMPK Repeat Analysis | 818 | 435 | 81234 | GeneDx, Inc. | -Complete and submit with specimen(s): Neurology Test Requisition Form Preferred Specimen: Specimen Type: Whole Blood Container/Tube: EDTA - Lavender Top Tube Specimen Volume: 2-5 mL Collection Instruction: One EDTA (lavender top) tube containing 2-5 mL whole sterile blood. Ship Refrigerated. Min Vol: Several tests usually can be performed on one 3 mL blood specimen. 3-5 mL is the preferred volume for adults, 1-2 mL is acceptable for infants. Stability: Refrigerated 7 days/Ambient 24hrs/Frozen NO Alternative Specimen: Specimen Type: Buccal Swab Container/Tube: Buccal Collection Kit Collection Instruction: Do not drink, eat, or smoke for at least 30 minutes before collection. Remove oral swab without touching tip or removing from tube. Place sponge on upper inside of left cheek in space where upper gums meet cheek. Sweep (or drag) in a back-and-forth motion at least 10 times. Repeat sweeping motion in the middle and lower sides of left cheek (do not rub the teeth). Hold tube upright to prevent anything from spilling. Unscrew blue cap, turn cap upside down, and insert sponge into the tube with solution. Close the cap tightly. Shake vigorously, up and down 10 times. Repeat using the second swab on right cheek. Min Vol: Multiple permitted tests can be ordered on one swab, but the DNA yield is limited. Buccal Swab: Ambient 7 days (preferred) or up to 60 days (manufacturer's limit)/Refrigerated NO/Frozen NO | Blood: Refrigerated 7 days/Ambient 24hrs/Frozen NO - Blood specimens older than 7 days can still be shipped; they will be tested if the yield and quality of DNA permit. Buccal Swab: Ambient 7 days (preferred) or up to 60 days (manufacturer's limit)/Refrigerated NO/Frozen NO | Upon receipt | 21 days | 28 |  | Yes
ZW168 | Epidermolysis Bullosa (EB) Slice | 707 | 2035 | 81406x2, 81479x3 | GeneDx, Inc. | -Complete and submit with specimen(s): Rare Disorders Test Requisition Form Preferred Specimen: Specimen Type: Whole Blood Container/Tube: EDTA - Lavender Top Tube Specimen Volume: 2-5 mL Collection Instruction: One EDTA (lavender top) tube containing 2-5 mL whole sterile blood. Ship Refrigerated. Min Vol: Several tests usually can be performed on one 3 mL blood specimen. 3-5 mL is the preferred volume for adults, 1-2 mL is acceptable for infants. Stability: Refrigerated 7 days/Ambient 24hrs/Frozen NO Alternative Specimen: Specimen Type: Buccal Swab Container/Tube: Buccal Collection Kit Collection Instruction: Do not drink, eat, or smoke for at least 30 minutes before collection. Remove oral swab without touching tip or removing from tube. Place sponge on upper inside of left cheek in space where upper gums meet cheek. Sweep (or drag) in a back-and-forth motion at least 10 times. Repeat sweeping motion in the middle and lower sides of left cheek (do not rub the teeth). Hold tube upright to prevent anything from spilling. Unscrew blue cap, turn cap upside down, and insert sponge into the tube with solution. Close the cap tightly. Shake vigorously, up and down 10 times. Repeat using the second swab on right cheek. Min Vol: Multiple permitted tests can be ordered on one swab, but the DNA yield is limited. Buccal Swab: Ambient 7 days (preferred) or up to 60 days (manufacturer's limit)/Refrigerated NO/Frozen NO | Blood: Refrigerated 7 days/Ambient 24hrs/Frozen NO - Blood specimens older than 7 days can still be shipped; they will be tested if the yield and quality of DNA permit. Buccal Swab: Ambient 7 days (preferred) or up to 60 days (manufacturer's limit)/Refrigerated NO/Frozen NO | Upon receipt | 28 days | 35 |  | Yes
ZW168 | ExomeDx Fetal, proband | TK89B | 2535 | 81415 | GeneDx, Inc. | Complete and submit with specimen(s): Prenatal Exome Sequencing Test Requisition Form Clinical Notes are Required for this test. Specimen Type: Amniotic Fluid Container/Tube: Sterile container Specimen Volume: 30 mL Collection Instruction: All specimens, including Placental POCs will be tested for maternal cell contamination (MCC). Send a maternal blood or buccal specimen for comparison. Other relatives’ specimens may be required. Ship Ambient Min Vol: 30 mL Alternative Specimen(s): 30 mg CVS ¦ 2 T25 flasks of cultured amniocytes ¦ 2 T25 flasks of cultured chorionic villi ¦ 15 µg DNA Concentration Ideal handling is to ship immediately at ambient temperature for overnight delivery with arrival Monday-Saturday. In hot weather a cool pack can be enclosed. | Ambient immediately/Refrigerated NO/Frozen NO | Upon Receipt | 6 weeks | 49 |  | Yes
ZW168 | ExomeDx Fetal, trio | TK89A | 3035 | 81415, 81416 x2 | GeneDx, Inc. | Complete and submit with specimen(s): Prenatal Exome Sequencing Test Requisition Form Clinical Notes are Required for this test. Specimen Type: Amniotic Fluid Container/Tube: Sterile container Specimen Volume: 30 mL Collection Instruction: All specimens, including Placental POCs will be tested for maternal cell contamination (MCC). Send a maternal blood or buccal specimen for comparison. Other relatives’ specimens may be required. Ship Ambient Min Vol: 30 mL Alternative Specimen(s): 30 mg CVS ¦ 2 T25 flasks of cultured amniocytes ¦ 2 T25 flasks of cultured chorionic villi ¦ 15 µg DNA Concentration Ideal handling is to ship immediately at ambient temperature for overnight delivery with arrival Monday-Saturday. In hot weather a cool pack can be enclosed. | Ambient immediately/Refrigerated NO/Frozen NO | Upon Receipt | 6 weeks | 49 |  | Yes
ZW168 | ExomeDx Prenatal, comprehensive | J499 | 3035 | 81415, 81416x2 | GeneDx, Inc. | Complete and submit with specimen(s): Prenatal Exome Sequencing Test Requisition Form Clinical Notes are Required for this test. Specimen Type: Amniotic Fluid Container/Tube: Sterile container Specimen Volume: 30 mL Collection Instruction: All specimens, including Placental POCs will be tested for maternal cell contamination (MCC). Send a maternal blood or buccal specimen for comparison. Other relatives’ specimens may be required. Ship Ambient -The fetal specimen and specimens from both biological parents must be submitted at the same time, along with clinical information, in order to begin testing. Min Vol: 30 mL Alternative Specimen(s): 30 mg CVS ¦ 2 T25 flasks of cultured amniocytes ¦ 2 T25 flasks of cultured chorionic villi ¦ 15 µg DNA Concentration Ideal handling is to ship immediately at ambient temperature for overnight delivery with arrival Monday-Saturday. In hot weather a cool pack can be enclosed. | Ambient immediately/Refrigerated NO/Frozen NO | Upon receipt | 21-28 days | 35 |  | Yes
ZW168 | ExomeDx, Fetal, duo | TK89E | 3035 | 81415, 81416 | GeneDx, Inc. | Complete and submit with specimen(s): Prenatal Exome Sequencing Test Requisition Form Clinical Notes are Required for this test. Specimen Type: Amniotic Fluid Container/Tube: Sterile container Specimen Volume: 30 mL Collection Instruction: All specimens, including Placental POCs will be tested for maternal cell contamination (MCC). Send a maternal blood or buccal specimen for comparison. Other relatives’ specimens may be required. Ship Ambient Min Vol: 30 mL Alternative Specimen(s): 30 mg CVS ¦ 2 T25 flasks of cultured amniocytes ¦ 2 T25 flasks of cultured chorionic villi ¦ 15 µg DNA Concentration Ideal handling is to ship immediately at ambient temperature for overnight delivery with arrival Monday-Saturday. In hot weather a cool pack can be enclosed. | Ambient immediately/Refrigerated NO/Frozen NO | Upon Receipt | 6 weeks | 49 |  | Yes
ZW168 | FH Gene Sequencing & Del/Dup | 713 | 985 | 81405, 81479x3 | GeneDx, Inc. | -Complete and submit with specimen(s): Hereditary Cancer Test Requisition Form Preferred Specimen: Specimen Type: Whole Blood Container/Tube: EDTA - Lavender Top Tube Specimen Volume: 2-5 mL Collection Instruction: One EDTA (lavender top) tube containing 2-5 mL whole sterile blood. Ship Refrigerated. Min Vol: Several tests usually can be performed on one 3 mL blood specimen. 3-5 mL is the preferred volume for adults, 1-2 mL is acceptable for infants. Stability: Refrigerated 7 days/Ambient 24hrs/Frozen NO Alternative Specimen: Specimen Type: Buccal Swab Container/Tube: Buccal Collection Kit Collection Instruction: Do not drink, eat, or smoke for at least 30 minutes before collection. Remove oral swab without touching tip or removing from tube. Place sponge on upper inside of left cheek in space where upper gums meet cheek. Sweep (or drag) in a back-and-forth motion at least 10 times. Repeat sweeping motion in the middle and lower sides of left cheek (do not rub the teeth). Hold tube upright to prevent anything from spilling. Unscrew blue cap, turn cap upside down, and insert sponge into the tube with solution. Close the cap tightly. Shake vigorously, up and down 10 times. Repeat using the second swab on right cheek. Min Vol: Multiple permitted tests can be ordered on one swab, but the DNA yield is limited. Buccal Swab: Ambient 7 days (preferred) or up to 60 days (manufacturer's limit)/Refrigerated NO/Frozen NO | Blood: Refrigerated 7 days/Ambient 24hrs/Frozen NO - Blood specimens older than 7 days can still be shipped; they will be tested if the yield and quality of DNA permit. Buccal Swab: Ambient 7 days (preferred) or up to 60 days (manufacturer's limit)/Refrigerated NO/Frozen NO | Upon receipt | 21 days | 28 |  | No
ZW168 | Heritable Disorders of Connective Tissue Panel | J555 | 985 | 81410, 81411 | GeneDx, Inc. | -Complete and submit with specimen(s): Cardiology Test Requisition Form Preferred Specimen: Specimen Type: Whole Blood Container/Tube: EDTA - Lavender Top Tube Specimen Volume: 2-5 mL Collection Instruction: One EDTA (lavender top) tube containing 2-5 mL whole sterile blood. Ship Refrigerated. Min Vol: Several tests usually can be performed on one 3 mL blood specimen. 3-5 mL is the preferred volume for adults, 1-2 mL is acceptable for infants. Stability: Refrigerated 7 days/Ambient 24hrs/Frozen NO Alternative Specimen: Specimen Type: Buccal Swab Container/Tube: Buccal Collection Kit Collection Instruction: Do not drink, eat, or smoke for at least 30 minutes before collection. Remove oral swab without touching tip or removing from tube. Place sponge on upper inside of left cheek in space where upper gums meet cheek. Sweep (or drag) in a back-and-forth motion at least 10 times. Repeat sweeping motion in the middle and lower sides of left cheek (do not rub the teeth). Hold tube upright to prevent anything from spilling. Unscrew blue cap, turn cap upside down, and insert sponge into the tube with solution. Close the cap tightly. Shake vigorously, up and down 10 times. Repeat using the second swab on right cheek. Min Vol: Multiple permitted tests can be ordered on one swab, but the DNA yield is limited. Buccal Swab: Ambient 7 days (preferred) or up to 60 days (manufacturer's limit)/Refrigerated NO/Frozen NO | Blood: Refrigerated 7 days/Ambient 24hrs/Frozen NO - Blood specimens older than 7 days can still be shipped; they will be tested if the yield and quality of DNA permit. Buccal Swab: Ambient 7 days (preferred) or up to 60 days (manufacturer's limit)/Refrigerated NO/Frozen NO | Upon receipt | 28 days | 35 |  | Yes
ZW168 | Hypogonadotropic Hypogonadism Panel | 676 | 985 | 81404, 81405, 81406x3, 81407, 81479x3 | GeneDx, Inc. | -Complete and submit with specimen(s): Rare Disorders Test Requisition Form Preferred Specimen: Specimen Type: Whole Blood Container/Tube: EDTA - Lavender Top Tube Specimen Volume: 2-5 mL Collection Instruction: One EDTA (lavender top) tube containing 2-5 mL whole sterile blood. Ship Refrigerated. Min Vol: Several tests usually can be performed on one 3 mL blood specimen. 3-5 mL is the preferred volume for adults, 1-2 mL is acceptable for infants. Stability: Refrigerated 7 days/Ambient 24hrs/Frozen NO Alternative Specimen: Specimen Type: Buccal Swab Container/Tube: Buccal Collection Kit Collection Instruction: Do not drink, eat, or smoke for at least 30 minutes before collection. Remove oral swab without touching tip or removing from tube. Place sponge on upper inside of left cheek in space where upper gums meet cheek. Sweep (or drag) in a back-and-forth motion at least 10 times. Repeat sweeping motion in the middle and lower sides of left cheek (do not rub the teeth). Hold tube upright to prevent anything from spilling. Unscrew blue cap, turn cap upside down, and insert sponge into the tube with solution. Close the cap tightly. Shake vigorously, up and down 10 times. Repeat using the second swab on right cheek. Min Vol: Multiple permitted tests can be ordered on one swab, but the DNA yield is limited. Buccal Swab: Ambient 7 days (preferred) or up to 60 days (manufacturer's limit)/Refrigerated NO/Frozen NO | Blood: Refrigerated 7 days/Ambient 24hrs/Frozen NO - Blood specimens older than 7 days can still be shipped; they will be tested if the yield and quality of DNA permit. Buccal Swab: Ambient 7 days (preferred) or up to 60 days (manufacturer's limit)/Refrigerated NO/Frozen NO | Upon receipt | 28 days | 35 |  | Yes
ZW168 | IKBKG (NEMO) Gene Sequencing & Common Del/Dup | 553 | 985 | 81479x3 | GeneDx, Inc. | -Complete and submit with specimen(s): Rare Disorders Test Requisition Form Specimen Type: Whole Blood Container/Tube: EDTA - Lavender Top Tube Specimen Volume: 2-5 mL Collection Instruction: One EDTA (lavender top) tube containing 2-5 mL whole sterile blood. Ship Refrigerated. Min Vol: Several tests usually can be performed on one 3 mL blood specimen. 3-5 mL is the preferred volume for adults, 1-2 mL is acceptable for infants. Stability: Refrigerated 7 days/Ambient 24hrs/Frozen NO | Blood: Refrigerated 7 days/Ambient 24hrs/Frozen NO - Blood specimens older than 7 days can still be shipped; they will be tested if the yield and quality of DNA permit. | Upon receipt | 28 days | 35 |  | No
ZW168 | Known Familial Copy Number Variant(s) | 905 | 333 | Varies by Gene | GeneDx, Inc. | -Complete and submit with specimen(s): Rare Disorders Test Requisition Form Preferred Specimen: Specimen Type: Whole Blood Container/Tube: EDTA - Lavender Top Tube Specimen Volume: 2-5 mL Collection Instruction: One EDTA (lavender top) tube containing 2-5 mL whole sterile blood. Ship Refrigerated. Min Vol: Several tests usually can be performed on one 3 mL blood specimen. 3-5 mL is the preferred volume for adults, 1-2 mL is acceptable for infants. Stability: Refrigerated 7 days/Ambient 24hrs/Frozen NO Alternative Specimen: Specimen Type: Buccal Swab Container/Tube: Buccal Collection Kit Collection Instruction: Do not drink, eat, or smoke for at least 30 minutes before collection. Remove oral swab without touching tip or removing from tube. Place sponge on upper inside of left cheek in space where upper gums meet cheek. Sweep (or drag) in a back-and-forth motion at least 10 times. Repeat sweeping motion in the middle and lower sides of left cheek (do not rub the teeth). Hold tube upright to prevent anything from spilling. Unscrew blue cap, turn cap upside down, and insert sponge into the tube with solution. Close the cap tightly. Shake vigorously, up and down 10 times. Repeat using the second swab on right cheek. Min Vol: Multiple permitted tests can be ordered on one swab, but the DNA yield is limited. Buccal Swab: Ambient 7 days (preferred) or up to 60 days (manufacturer's limit)/Refrigerated NO/Frozen NO | Blood: Refrigerated 7 days/Ambient 24hrs/Frozen NO - Blood specimens older than 7 days can still be shipped; they will be tested if the yield and quality of DNA permit. Buccal Swab: Ambient 7 days (preferred) or up to 60 days (manufacturer's limit)/Refrigerated NO/Frozen NO | Upon receipt | 14-28 days | 35 |  | Yes
ZW168 | Leber Hereditary Optic Neuropathy (LHON) Panel | TH12 | 885 | 81401 | GeneDx, Inc. | -Complete and submit with specimen(s): Mitochondrial & Metabolic Test Requisition Form Preferred Specimen: Specimen Type: Whole Blood Container/Tube: EDTA - Lavender Top Tube Specimen Volume: 2-5 mL Collection Instruction: One EDTA (lavender top) tube containing 2-5 mL whole sterile blood. Ship Refrigerated. Min Vol: Several tests usually can be performed on one 3 mL blood specimen. 3-5 mL is the preferred volume for adults, 1-2 mL is acceptable for infants. Stability: Refrigerated 7 days/Ambient 24hrs/Frozen NO Alternative Specimens: Specimen Type: Buccal Swab Container/Tube: Buccal Collection Kit Collection Instruction: Do not drink, eat, or smoke for at least 30 minutes before collection. Remove oral swab without touching tip or removing from tube. Place sponge on upper inside of left cheek in space where upper gums meet cheek. Sweep (or drag) in a back-and-forth motion at least 10 times. Repeat sweeping motion in the middle and lower sides of left cheek (do not rub the teeth). Hold tube upright to prevent anything from spilling. Unscrew blue cap, turn cap upside down, and insert sponge into the tube with solution. Close the cap tightly. Shake vigorously, up and down 10 times. Repeat using the second swab on right cheek. Min Vol: Multiple permitted tests can be ordered on one swab, but the DNA yield is limited. Buccal Swab: Ambient 7 days (preferred) or up to 60 days (manufacturer's limit)/Refrigerated NO/Frozen NO Specimen Type: DNA Container/Tube: 1.7 mL flip-cap microtube, 1.5 mL v-bottom screw cap tube, 0.5 mL v-bottom skirted tube or 2.0 mL v-bottom skirted tube is preferred. Specimen Volume: 5 μg (=5,000 ng) DNA is sufficient for any one or two tests. If testing needs to be repeated for any reason, 5 μg may not be sufficient. Diluent: For best results, DNA should be dissolved in pH 8.0 TE buffer with low EDTA (10 mM Tris, 0.1 mM EDTA). *Excess EDTA can inhibit reactions and must be avoided.* Volume and Concentration: Concentration of ≥50 ng/ μl AND a volume of ≥100 μl. * Concentrations over 250 ng/ μl or volumes under 20 μl should be diluted before sending to avoid waste. Collection Instruction: DNA extracted from whole blood, buccal swab, saliva, fresh and frozen tissue, bone marrow, dried blood spots. Ship DNA ambient. | Blood: Refrigerated 7 days/Ambient 24hrs/Frozen NO - Blood specimens older than 7 days can still be shipped; they will be tested if the yield and quality of DNA permit. Buccal Swab: Ambient 7 days (preferred) or up to 60 days (manufacturer's limit)/Refrigerated NO/Frozen NO DNA: Ambient OK/Refrigerated OK/Frozen OK | Upon receipt | 28 days | 35 |  | Yes
ZW168 | Leukodystrophy Xpanded Panel | J853 | 2535 | 81448 | GeneDx, Inc. | -Complete and submit with specimen(s): Neurology Test Requisition Form Preferred Specimen: Specimen Type: Whole Blood Container/Tube: EDTA - Lavender Top Tube Specimen Volume: 2-5 mL Collection Instruction: One EDTA (lavender top) tube containing 2-5 mL whole sterile blood. Ship Refrigerated. Min Vol: Several tests usually can be performed on one 3 mL blood specimen. 3-5 mL is the preferred volume for adults, 1-2 mL is acceptable for infants. Stability: Refrigerated 7 days/Ambient 24hrs/Frozen NO Alternative Specimen: Specimen Type: Buccal Swab Container/Tube: Buccal Collection Kit Collection Instruction: Do not drink, eat, or smoke for at least 30 minutes before collection. Remove oral swab without touching tip or removing from tube. Place sponge on upper inside of left cheek in space where upper gums meet cheek. Sweep (or drag) in a back-and-forth motion at least 10 times. Repeat sweeping motion in the middle and lower sides of left cheek (do not rub the teeth). Hold tube upright to prevent anything from spilling. Unscrew blue cap, turn cap upside down, and insert sponge into the tube with solution. Close the cap tightly. Shake vigorously, up and down 10 times. Repeat using the second swab on right cheek. Min Vol: Multiple permitted tests can be ordered on one swab, but the DNA yield is limited. Buccal Swab: Ambient 7 days (preferred) or up to 60 days (manufacturer's limit)/Refrigerated NO/Frozen NO | Blood: Refrigerated 7 days/Ambient 24hrs/Frozen NO - Blood specimens older than 7 days can still be shipped; they will be tested if the yield and quality of DNA permit. Buccal Swab: Ambient 7 days (preferred) or up to 60 days (manufacturer's limit)/Refrigerated NO/Frozen NO | Upon receipt | 42 days | 49 |  | Yes
ZW168 | Leukodystrophy Xpanded Panel, Family Member Testing | J854 | 0 |  | GeneDx, Inc. | -Complete and submit with specimen(s): Family Member Test Requisition Form Preferred Specimen: Specimen Type: Whole Blood Container/Tube: EDTA - Lavender Top Tube Specimen Volume: 2-5 mL Collection Instruction: One EDTA (lavender top) tube containing 2-5 mL whole sterile blood. Ship Refrigerated. Min Vol: Several tests usually can be performed on one 3 mL blood specimen. 3-5 mL is the preferred volume for adults, 1-2 mL is acceptable for infants. Stability: Refrigerated 7 days/Ambient 24hrs/Frozen NO Alternative Specimen: Specimen Type: Buccal Swab Container/Tube: Buccal Collection Kit Collection Instruction: Do not drink, eat, or smoke for at least 30 minutes before collection. Remove oral swab without touching tip or removing from tube. Place sponge on upper inside of left cheek in space where upper gums meet cheek. Sweep (or drag) in a back-and-forth motion at least 10 times. Repeat sweeping motion in the middle and lower sides of left cheek (do not rub the teeth). Hold tube upright to prevent anything from spilling. Unscrew blue cap, turn cap upside down, and insert sponge into the tube with solution. Close the cap tightly. Shake vigorously, up and down 10 times. Repeat using the second swab on right cheek. Min Vol: Multiple permitted tests can be ordered on one swab, but the DNA yield is limited. Buccal Swab: Ambient 7 days (preferred) or up to 60 days (manufacturer's limit)/Refrigerated NO/Frozen NO | Blood: Refrigerated 7 days/Ambient 24hrs/Frozen NO - Blood specimens older than 7 days can still be shipped; they will be tested if the yield and quality of DNA permit. Buccal Swab: Ambient 7 days (preferred) or up to 60 days (manufacturer's limit)/Refrigerated NO/Frozen NO | Upon receipt | 42 days | 49 |  | Yes
ZW168 | One Known Familial Variant in a Nuclear Gene | 9011 | 333 | Varies by Gene | GeneDx, Inc. | -Complete and submit with specimen(s): Rare Disorders Test Requisition Form Preferred Specimen: Specimen Type: Whole Blood Container/Tube: EDTA - Lavender Top Tube Specimen Volume: 2-5 mL Collection Instruction: One EDTA (lavender top) tube containing 2-5 mL whole sterile blood. Ship Refrigerated. Min Vol: Several tests usually can be performed on one 3 mL blood specimen. 3-5 mL is the preferred volume for adults, 1-2 mL is acceptable for infants. Stability: Refrigerated 7 days/Ambient 24hrs/Frozen NO Alternative Specimen: Specimen Type: Buccal Swab Container/Tube: Buccal Collection Kit Collection Instruction: Do not drink, eat, or smoke for at least 30 minutes before collection. Remove oral swab without touching tip or removing from tube. Place sponge on upper inside of left cheek in space where upper gums meet cheek. Sweep (or drag) in a back-and-forth motion at least 10 times. Repeat sweeping motion in the middle and lower sides of left cheek (do not rub the teeth). Hold tube upright to prevent anything from spilling. Unscrew blue cap, turn cap upside down, and insert sponge into the tube with solution. Close the cap tightly. Shake vigorously, up and down 10 times. Repeat using the second swab on right cheek. Min Vol: Multiple permitted tests can be ordered on one swab, but the DNA yield is limited. Buccal Swab: Ambient 7 days (preferred) or up to 60 days (manufacturer's limit)/Refrigerated NO/Frozen NO | Blood: Refrigerated 7 days/Ambient 24hrs/Frozen NO - Blood specimens older than 7 days can still be shipped; they will be tested if the yield and quality of DNA permit. Buccal Swab: Ambient 7 days (preferred) or up to 60 days (manufacturer's limit)/Refrigerated NO/Frozen NO | Upon receipt | 14-21 days, except for Cardiology/Neurology tests where TAT is 28 days | 35 |  | No
ZW168 | Prenatal Known Familial Mutation (includes MCC) | 902 | 1535 | Varies by Gene | GeneDx, Inc. | Complete and submit with specimen(s): Prenatal Test Requisition Form Specimen Type: Amniotic fluid Container/Tube: Sterile centrifuge tube Specimen Volume: 20 mL Collection Instruction: All specimens will be tested for maternal cell contamination (MCC). Send a maternal blood or buccal specimen for comparison. Min Vol: 10 mL (must be noted on requisition form that back-up culture is maintained) |  | Upon receipt | 14 days | 21 |  | Yes
ZW168 | Prenatal Skeletal Dysplasia Panel | 949 | 1535 | 81404 x2, 81405, 81408 x2, 81479 | GeneDx, Inc. | Complete and submit with sample: Prenatal Test Requisition Form Specimen Type: 20 mL Amniotic Fluid ¦ 2 T25 flasks of cultured amniocytes ¦ 20 mg CVS ¦ 2 T25 flasks of cultured chorionic villi ¦ Direct or Cultured POC Container/Tube: Sterile container Collection Instruction: Cultures must be topped off with sterile media immediately before shipping. All specimens, including Placental POCs will be tested for maternal cell contamination (MCC). Send a maternal blood or buccal specimen for comparison. Other relatives’ specimens may be required. If the tissue source is products of conception (POC) state this clearly and state whether the tissue was fetal or placental in origin. Placental POC cultures require maternal cell contamination testing and a maternal blood or buccal specimen is required for comparison. Ship Ambient Stability: Ambient immediately/Refrigerated 4 No/Frozen NO Specimen Type: DNA extracted from whole blood, buccal swab, saliva, fresh and frozen tissue, bone marrow, dried blood spots. Container/Tube: 1.7 ml flip-cap microtube, 1.5 ml v-bottom screw cap tube, 0.5 ml v-bottom skirted tube or 2.0 ml v-bottom skirted tube is preferred. Specimen Volume: 4 μg Collection Instruction: 4 μg DNA with a concentration of ≥50 ng/μl AND a volume of ≥100 μl, extracted in a CLIA-certified Laboratory OR a laboratory meeting equivalent requirements as determined by the CAP and/or the CMS. DNA should be dissolved in pH 8.0 TE buffer with low EDTA (10 mM Tris, 0.1 mM EDTA). DNA concentration and volume must also be provided on the specimen label. Ship Ambient Stability: Ambient OK/Refrigerated OK/Frozen OK |  | Upon receipt | 3 weeks | 28 |  | Yes
ZW168 | Severe Congenital Neutropenia, Autosomal Dominant (ELANE aka ELA2) | TA48 | 735 | 81479x3 | GeneDx, Inc. | -Complete and submit with specimen(s): Rare Disorders Test Requisition Form Preferred Specimen: Specimen Type: Whole Blood Container/Tube: EDTA - Lavender Top Tube Specimen Volume: 2-5 mL Collection Instruction: One EDTA (lavender top) tube containing 2-5 mL whole sterile blood. Ship Refrigerated. Min Vol: Several tests usually can be performed on one 3 mL blood specimen. 3-5 mL is the preferred volume for adults, 1-2 mL is acceptable for infants. Stability: Refrigerated 7 days/Ambient 24hrs/Frozen NO Alternative Specimen: Specimen Type: Buccal Swab Container/Tube: Buccal Collection Kit Collection Instruction: Do not drink, eat, or smoke for at least 30 minutes before collection. Remove oral swab without touching tip or removing from tube. Place sponge on upper inside of left cheek in space where upper gums meet cheek. Sweep (or drag) in a back-and-forth motion at least 10 times. Repeat sweeping motion in the middle and lower sides of left cheek (do not rub the teeth). Hold tube upright to prevent anything from spilling. Unscrew blue cap, turn cap upside down, and insert sponge into the tube with solution. Close the cap tightly. Shake vigorously, up and down 10 times. Repeat using the second swab on right cheek. Min Vol: Multiple permitted tests can be ordered on one swab, but the DNA yield is limited. Buccal Swab: Ambient 7 days (preferred) or up to 60 days (manufacturer's limit)/Refrigerated NO/Frozen NO | Blood: Refrigerated 7 days/Ambient 24hrs/Frozen NO - Blood specimens older than 7 days can still be shipped; they will be tested if the yield and quality of DNA permit. Buccal Swab: Ambient 7 days (preferred) or up to 60 days (manufacturer's limit)/Refrigerated NO/Frozen NO | Upon receipt | 21 days | 28 |  | Yes
ZW168 | Two Known Familial Variants in a Nuclear Gene | 9012 | 535 | Varies by Gene | GeneDx, Inc. | -Complete and submit with specimen(s): Rare Disorders Test Requisition Form Preferred Specimen: Specimen Type: Whole Blood Container/Tube: EDTA - Lavender Top Tube Specimen Volume: 2-5 mL Collection Instruction: One EDTA (lavender top) tube containing 2-5 mL whole sterile blood. Ship Refrigerated. Min Vol: Several tests usually can be performed on one 3 mL blood specimen. 3-5 mL is the preferred volume for adults, 1-2 mL is acceptable for infants. Stability: Refrigerated 7 days/Ambient 24hrs/Frozen NO Alternative Specimen: Specimen Type: Buccal Swab Container/Tube: Buccal Collection Kit Collection Instruction: Do not drink, eat, or smoke for at least 30 minutes before collection. Remove oral swab without touching tip or removing from tube. Place sponge on upper inside of left cheek in space where upper gums meet cheek. Sweep (or drag) in a back-and-forth motion at least 10 times. Repeat sweeping motion in the middle and lower sides of left cheek (do not rub the teeth). Hold tube upright to prevent anything from spilling. Unscrew blue cap, turn cap upside down, and insert sponge into the tube with solution. Close the cap tightly. Shake vigorously, up and down 10 times. Repeat using the second swab on right cheek. Min Vol: Multiple permitted tests can be ordered on one swab, but the DNA yield is limited. Buccal Swab: Ambient 7 days (preferred) or up to 60 days (manufacturer's limit)/Refrigerated NO/Frozen NO | Blood: Refrigerated 7 days/Ambient 24hrs/Frozen NO - Blood specimens older than 7 days can still be shipped; they will be tested if the yield and quality of DNA permit. Buccal Swab: Ambient 7 days (preferred) or up to 60 days (manufacturer's limit)/Refrigerated NO/Frozen NO | Upon receipt | 14-21 days | 28 |  | No
ZW172 | McCune Albright Syndrome | MML176 | 511 | 81479 | Center for Genetic Testing at St. Francis | Complete and submit with sample: Molecular Genetics Laboratory Test Requisition Submit one of the following: Specimen Type: Tissue Container/Tube: Affected Tissue, Frozen Specimen Volume: 15 mg Collection Instruction: 15mg Frozen Affected Tissue is the preferred sample. Skin tissue has a significantly lower detection rate than other affected tissues. Ship Frozen Specimen Type: Whole Blood Container/Tube: EDTA (lavender top) Specimen Volume: Two (2)- 5 mL tubes Collection Instruction: Send Two (2)- 5 mL tubes of EDTA whole blood. Ship Ambient Min Vol: 0.7 mL (Newborn: min 1 mL) Acceptable: Extracted DNA, with source information (blood or tissue) | Blood: Ambient 7 days/Refrigerated 14 days/Frozen NO | Upon receipt | 15 days | 19 |  | No
ZW172 | NOD2 / CARD15 Complete Gene Analysis | MML178 | 1383 | 81479 | Center for Genetic Testing at St. Francis | Complete and submit with sample: Molecular Genetics Laboratory Test Requisition Specimen Type: Whole Blood Container/Tube: EDTA (purpe top) Specimen Volume: 10 mL Collection Instruction: Submit 10 mL EDTA whole blood. Ship Ambient Min Vol: 1 mL Also acceptable: DNA (50 uL per 100 ng) | Ambient 3 days/Refrigerated NO/Frozen NO Performing lab prefers to receive blood w/in 3 days of collection but will accept them older than that. Send blood and they will determine if it is a viable sample. | As needed | 4 - 6 weeks | 48 |  | No
ZW175 | 3-Methylglutaconic acid | 7 | 210 | 83921 | Kennedy Krieger Institute | Submit only 1 of the following: Specimen Type: Plasma Container/Tube: EDTA or Sodium Heparin Specimen Volume: 2 mL Collection Instruction: Send 2 mL plasma in a plastic aliquot tube. Ship Frozen Min Vol: 1 mL (0.5 for peds) Specimen Type: Urine Container/Tube: Preservative free container Specimen Volume: 5 mL Collection Instruction: Collect urine without preservatives. Send 5 mL urine frozen. | Frozen OK/Refrigerated NO/Ambient NO | Batched 1x/week, Tuesday or Wednesday | 1 week | 16 |  | No
ZW175 | Guanidinoacetic acid + creatine | MML188 | 210 | 82542 | Kennedy Krieger Institute | Submit only 1 of the following: Specimen Type: Plasma Container/Tube: EDTA or Sodium Heparin Specimen Volume: 1 mL Collection Instruction: Send 1 mL plasma in a plastic aliquot tube. Ship Frozen Min Vol: 1 mL (0.5 for peds) Specimen Type: Fasting Urine Container/Tube: Preservative free container Specimen Volume: 2 mL Collection Instruction: Collect urine without preservatives. Ship Frozen NOTE: Patient must be fasting | Frozen OK\Refrigerated NO\Ambient NO | Monday | 7 - 10 days | 21 |  | No
ZW175 | Smith-Lemli-Opitz syndrome - prenatal diagnosis | 14 | 235 | 82542 | Kennedy Krieger Institute | 5 mL Spun Amniotic Fluid Supernatant shipped frozen. ****No Saturday delivery. (if sample comes on a Friday hold till Monday to ship)*** |  | Upon receipt | 3-5 days | 9 |  | No
ZW179 | Alpha Aminoadipic Semialdehyde (CSF) | NC08 | 216 | 84275 | Medical Neurogenetics, LLC (MNG) | Complete and submit with sample: Medical Neurogenetics, Neurochemistry & Metabolic Test Request Form Specimen Type: Cerebrospinal Fluid (CSF) Container/Tube: CSF Collection Tubes (set of 5 tubes per kit) Acceptable: Sterile screw capped vial Specimen Volume: 1.0 mL Collection Instruction: Collect entire sample into a single sterile tube and freeze as soon as possible. Ship Frozen Min Vol: 0.5 mL -Acceptable: if sending additional testing and using Medical Neurogenetics collection kit (MML Supply T657), Tube #4 can be used to perform this test. -CSF frozen -80 degrees with a min of 1 mL is OK to send. This lab prefers the kit but as long as this is the only testing wanted, they will accept any CSF as long as we have at least 1 mL minimum & strict frozen - no exceptions. | Frozen indefinitely\Refrigerated 24hrs\Ambient NO | Upon Receipt | 10 - 14 days | 18 |  | No
ZW179 | Alpha Aminoadipic Semialdehyde (Urine) | MET20 | 220 | 82542 | Medical Neurogenetics, LLC (MNG) | Specimen Type: Urine Container/Tube: Collection cup Specimen Volume: 1 mL Collection Instruction: Collect entire sample into a single sterile cup. Freeze as soon as possible after collection; Ship Frozen within 24 hours. Min Vol: 0.5 mL | Frozen indefinitely/Refrig NO/Ambient NO | Upon receipt | 10 - 14 days | 18 |  | No
ZW179 | Comprehensive Dystonia (NGS Panel and Copy Number Analysis + mtDNA) | NGS358 | 1432 | 81185, 81302, 81304, 81321, 81323, 81403, 81404 (x11), 81405 (x20), 81406 (x24), 81408 (x2), 81460, 81465, 81479 | Medical Neurogenetics, LLC (MNG) | Complete and submit with specimen: MNG Genetics Test Request Form Submit one of the following: Specimen Type: Whole Blood Container/Tube: Lavender-Top (EDTA) Specimen Volume: 4 mL Collection Instruction: Collect blood in a Lavender-Top (EDTA) and send 4 mL. Ship Ambient Min Vol: 2 mL Stability: Ambient 5 days/Refrigerated 5 days/Frozen NO Specimen Type: Extracted DNA from leukocytes and Whole blood, muscle, or fibroblasts Container/Tube: Sterile screw capped vial Specimen Volume: 1 microgram Collection Instruction: Genomic DNA should be eluted in sterile Dnase/Rnase free water or TE. The A260:A280 ratio should be 1.8-2.0. Ship Ambient Min Volume: 800 nanograms Stability: Ambient 30 days/Refrigerated 30 days/Frozen indefinitely |  | Upon Receipt | 2- 4 weeks | 35 |  | Yes
ZW179 | Comprehensive Leukodystrophy/Leukoencephalopathy (NGS Panel and Copy Number Analysis + mtDNA) | NGS372 | 2030 | 81460, 81465, 81175, 81321, 81323, &nbsp;81404 x9, 81405 x14, 81406 x10, 81408, 81479 | Medical Neurogenetics, LLC (MNG) | Complete and submit with sample: MNG Genetics Test Request Form Submit one of the following: Specimen Type: Whole Blood Container/Tube: Lavender-Top (EDTA) Specimen Volume: 4 mL Collection Instruction: Collect blood in a Lavender-Top (EDTA) and send 4 mL. Ship Ambient Min Vol: 2 mL Stability: Ambient 5 days/Refrigerated 5 days/Frozen NO Specimen Type: Extracted DNA from leukocytes, muscle, or fibroblasts Container/Tube: Sterile screw capped vial Specimen Volume: 1 microgram Collection Instruction: Genomic DNA should be eluted in sterile Dnase/Rnase free water or TE. The A260:A280 ratio should be 1.8-2.0. Ship Ambient Min Volume: 800 nanograms Stability: Ambient 30 days/Refrigerated 30 days/Frozen indefinitely |  | Upon receipt | 2 - 4 weeks | 35 |  | Yes
ZW179 | Comprehensive Spinocerebellar Ataxia Repeat Expansion Panel (SCA 1, 2, 3, 6, 7, 8, 10, 12, 17, 36 & DRPLA) | MOL380 | 885 | 81178, 81179, 81180, 81184, 81181, 81182, 81183, 81343, 81344, 81479, 81177 | Medical Neurogenetics, LLC (MNG) | Complete and submit with sample: - MNG Genetics Test Request Form - Signed Informed Consent Form Submit one of the following: Specimen Type: Whole Blood Container/Tube: Lavender-Top (EDTA) Specimen Volume: 4 mL Collection Instruction: Collect blood in a Lavender-Top (EDTA) and send 4 mL. Ship Ambient Min Vol: 2 mL Stability: Ambient 5 days/Refrigerated 5 days/Frozen NO Specimen Type: Extracted DNA from leukocytes, muscle, or fibroblasts Container/Tube: Sterile screw capped vial Specimen Volume: 1 microgram Collection Instruction: Genomic DNA should be eluted in sterile Dnase/Rnase free water or TE. The A260:A280 ratio should be 1.8-2.0. Ship Ambient Min Volume: 800 nanograms Stability: Ambient 30 days/Refrigerated 30 days/Frozen indefinitely |  | Upon receipt | 2 - 4 weeks | 35 |  | Yes
ZW179 | Neopterin (CSF) | NC02 | 135 | 82542 | Medical Neurogenetics, LLC (MNG) | Complete and submit with sample: MNG Neurochemistry & Metabolic Test Request Form Specimen Type: Cerebrospinal Fluid (CSF) Container/Tube: CSF Collection Tubes (set of 5 tubes per kit) Acceptable: Sterile screw capped vial Specimen Volume: 1.0 mL Collection Instruction: Collect entire sample into a single sterile tube and freeze as soon as possible. Ship Frozen Min Vol: 0.5 mL -CSF frozen -80 degrees with a min of 1 mL is OK to send. This lab prefers the kit but as long as this is the only testing wanted, they will accept any CSF as long as we have at least 1 mL minimum. | Ambient NO/Refrig 24 hours/Frozen 72 hours @ -20C, Indefinitely @ -80C | Upon Receipt | 10 - 14 days | 18 days |  | Yes
ZW179 | SHOX Gene Sequencing | 630561 | 434 | 81405 | Medical Neurogenetics, LLC (MNG) | 4 ml Whole blood EDTA, 1 oral swab, or 200ng of extracted DNA Container: Whole blood: Lavender-top (EDTA) tube; oral swab: OCD-100 DNA Genotek device only; extracted DNA: sterile screw-capped vial Min. Vol. : 1 mL of whole blood, 1 swab, or 100 ng of DNA | Room temperature: Blood: 5 days; Swab: 60 days; DNA: 30 days Refrigerated: Blood: 5 days; Swab: 60 days; DNA: 30 days Frozen: Blood: Do not freeze; Swab: 60 days; DNA: Indefinitely | Varies; Monday through Friday | 28 days | 35 |  | Yes
ZW179 | Sialic Acid (CSF) | NC07 | 216 | 84275 | Medical Neurogenetics, LLC (MNG) | Complete and submit with sample: Neurochemistry & Metabolic Test Request Form Specimen Type: Cerebrospinal Fluid (CSF) Container/Tube: CSF Collection Tubes (set of 5 tubes per kit) Acceptable: Sterile screw capped vial Specimen Volume: 1.0 mL Collection Instruction: Collect entire sample into a single sterile tube and freeze as soon as possible. Ship Frozen Min Vol: 0.5 mL -CSF frozen -80 degrees with a min of 1 mL is OK to send. This lab prefers the kit but as long as this is the only testing wanted, they will accept any CSF as long as we have at least 1 mL minimum & strict frozen - no exceptions. | Frozen indefinitely/Refrigerated 24hrs/Ambient NO | Upon receipt | 10 - 14 days | 18 |  | No
ZW179 | Succinyladenosine (CSF) | NC06 | 216 | 82542 | Medical Neurogenetics, LLC (MNG) | Complete and submit with sample: Neurochemistry & Metabolic Test Request Form Specimen Type: Cerebrospinal Fluid (CSF) Container/Tube: CSF Collection Tubes (set of 5 tubes per kit) Acceptable: Sterile screw capped vial Specimen Volume: 1.0 mL Collection Instruction: Collect entire sample into a single sterile tube and freeze as soon as possible. Ship Frozen Min Vol: 0.5 mL -CSF frozen -80 degrees with a min of 1 mL is OK to send. This lab prefers the kit but as long as this is the only testing wanted, they will accept any CSF as long as we have at least 1 mL minimum & strict frozen - no exceptions. | Frozen indefinitely/Refrigerated 24hrs/Ambient NO | Monday through Friday | 10 - 14 days | 18 |  | Yes
ZW185 | Congenital Central Hypoventilation Syndrome (CCHS) | 1580 | 1235 | 81404 | Ambry Genetics | - Complete and submit with Sample: Pulmonology Test Requisition Form Specimen Type: Whole Blood Container/Tube: EDTA tube (purple top) Acceptable: Citric acetate tube (yellow top) or sodium fluoride tube (grey top) are also accepted. Specimen Volume: 3 - 5 mL Collection Instruction: Send 3-5 mL EDTA whole blood. Ship Refrigerated -Next generation sequencing panels and clinical exome sequencing require 6-10 mL(adult), 5 mL (pediatric) minimum. Min Vol: Pediatric/Fetal/Cord blood: 2 mL Specimen Type: DNA Container/Tube: Sterile plastic tube Specimen Volume: 5µg of DNA Collection Instruction: 5µg of DNA in low EDTA TE buffer (10mM tris-CL pH 8.0, 0.1mM EDTA); preferred 100µl at ~50ng/µl concentration for multi- gene/NGS panels. DNA OD 260/280 ratio (preferred 1.7-1.9). Please send agarose picture with high molecular weight genomic DNA, if available. Min Vol: Single Site Analysis requires minimum 1-2µg of DNA (~100 ng/µl concentration). Ship Refrigerated Transfusion patients: Wait at least 2 weeks after a packed cell/platelet transfusion, and at least 4 weeks after a whole blood transfusion prior to blood draw for testing. | Whole Blood - Ambient 72hrs/Refrigerated 7 days/Frozen No DNA - Ambient 4 days/Refrigerated 365 days/Frozen Indefinitely | Upon receipt | 2 - 4 weeks | 5 weeks |  | Yes
ZW185 | Surfactant Dysfunction | 8100 | 2235 | 81479 x3 | Ambry Genetics | - Complete and submit with sample: Pulmonology Test Requisition Form Specimen Type: Whole Blood Container/Tube: EDTA tube (purple top) Acceptable: Citric acetate tube (yellow top) or sodium fluoride tube (grey top) are also accepted. Specimen Volume: 3 - 5 mL Collection Instruction: Send 3-5 mL EDTA whole blood. Ship Refrigerated -Next generation sequencing panels and clinical exome sequencing require 6-10 mL(adult), 5 mL (pediatric) minimum. Min Vol: Pediatric/Fetal/Cord blood: 2 mL Specimen Type: DNA Container/Tube: Sterile plastic tube Specimen Volume: 5µg of DNA Collection Instruction: 5µg of DNA in low EDTA TE buffer (10mM tris-CL pH 8.0, 0.1mM EDTA); preferred 100µl at ~50ng/µl concentration for multi- gene/NGS panels. DNA OD 260/280 ratio (preferred 1.7-1.9). Please send agarose picture with high molecular weight genomic DNA, if available. Min Vol: Single Site Analysis requires minimum 1-2µg of DNA (~100 ng/µl concentration). Ship Refrigerated Transfusion patients: Wait at least 2 weeks after a packed cell/platelet transfusion, and at least 4 weeks after a whole blood transfusion prior to blood draw for testing. | Whole Blood - Ambient 72hrs/Refrigerated 7 days/Frozen No DNA - Ambient 4 days/Refrigerated 365 days/Frozen Indefinitely | Upon Receipt | 5 - 14 days | 21 days |  | Yes
ZW186 | Albinism Panel | 1101 | 2687 | 81443 | University of Chicago Genetics Services | Complete and submit with specimen: General Test Requisition Form Submit one of the following: Specimen Type: Blood Container/Tube: EDTA (purple top) tube Specimen Volume: 10 mL Collection Instruction: Submit 3-10 mL EDTA whole blood. Ship Ambient Min Vol: 3 mL NOTE: For patients who have undergone a transfusion, we can accept blood samples at least 2 weeks after a packed cell/platelet transfusion, and at least 4 weeks after a whole blood transfusion. OK to hold blood Refrigerated over weekend and ship Ambient on Monday Specimen Type: DNA Container/Tube: Sterile container Collection Instruction: DNA must be extracted in a CLIA or equivalent certified lab. Ship Ambient | Blood: Ambient OK/Refrigerated 48hrs/Frozen NO OK to hold blood Refrigerated over weekend and ship Ambient on Monday | Upon receipt | 6 weeks | 49 days |  | No
ZW186 | Ataxia Exome | 6101 | 4008 | 81443 | University of Chicago Genetics Services | Complete and submit with specimen(s): Movement Disorders Requisition Form Submit one of the following: Specimen Type: Blood Container/Tube: EDTA (purple top) tube Specimen Volume: 10 mL Collection Instruction: Submit 3-10 mL EDTA whole blood. Ship Ambient Min Vol: 3 mL NOTE: For patients who have undergone a transfusion, we can accept blood samples at least 2 weeks after a packed cell/platelet transfusion, and at least 4 weeks after a whole blood transfusion. OK to hold blood Refrigerated over weekend and ship Ambient on Monday Specimen Type: DNA Container/Tube: Sterile container Collection Instruction: DNA must be extracted in a CLIA or equivalent certified lab. Ship Ambient | Blood: Ambient OK/Refrigerated 48hrs/Frozen NO OK to hold blood Refrigerated over weekend and ship Ambient on Monday | Upon Receipt | 6 weeks | 49 days | Institution billing only | No
ZW186 | Hyperinsulinism Panel | 2118 | 2687 | 81443 | University of Chicago Genetics Services | Complete and submit with specimen: Endocrine Requisition Form Submit one of the following: Specimen Type: Blood Container/Tube: EDTA (purple top) tube Specimen Volume: 10 mL Collection Instruction: Submit 3-10 mL EDTA whole blood. Ship Ambient Min Vol: 3 mL NOTE: For patients who have undergone a transfusion, we can accept blood samples at least 2 weeks after a packed cell/platelet transfusion, and at least 4 weeks after a whole blood transfusion. OK to hold blood Refrigerated over weekend and ship Ambient on Monday Specimen Type: DNA Container/Tube: Sterile container Collection Instruction: DNA must be extracted in a CLIA or equivalent certified lab. Ship Ambient | Blood: Ambient OK/Refrigerated 48hrs/Frozen NO OK to hold blood Refrigerated over weekend and ship Ambient on Monday | Upon Receipt | 4 weeks | 35 days |  | No
ZW186 | Telomere Biology Disorder / Dyskeratosis Congenita Panel | 5114 | 1839 | 81345, 81479 | University of Chicago Genetics Services | Complete and submit with specimen: Hereditary Cancer Requisition Form Submit one of the following: Specimen Type: Blood Container/Tube: EDTA (purple top) tube Specimen Volume: 10 mL Collection Instruction: Submit 3-10 mL EDTA whole blood. Ship Ambient Min Vol: 3 mL NOTE: For patients who have undergone a transfusion, we can accept blood samples at least 2 weeks after a packed cell/platelet transfusion, and at least 4 weeks after a whole blood transfusion. OK to hold blood Refrigerated over weekend and ship Ambient on Monday Specimen Type: DNA Container/Tube: Sterile container Collection Instruction: DNA must be extracted in a CLIA or equivalent certified lab. Ship Ambient | Blood: Ambient OK/Refrigerated 48hrs/Frozen NO OK to hold blood Refrigerated over weekend and ship Ambient on Monday | Upon receipt | 6 weeks | 49 days |  | No
ZW187 | FSHD (FSHD1 & FSHD2) Panel | LAB8104 |  | Determination of allele size and haplotyping - 81404 Methylation testing - 81479 SMCHD1, LRIF1, and DNMT3B gene sequencing - 81479 | Univ. of Iowa Hosp. & Clinics Emory Warner Clinical Laboratories | Complete and submit with sample: FSHD1 and FSHD2 Requisition form -Patient's age and sex is required on requisition for processing. -Relevant clinical information must be submitted with specimen in order to provide correct interpretation of test results. Specimen Type: Whole Blood Container/Tube: K2 EDTA Pink Top tubes Specimen Volume: 2(two)- 6 mL tubes Collection Instruction: Submit 2 tubes of K2 EDTA whole blood in original container. Ship Refrigerated. Min Vol: 10 mL in 2(two) pink top tubes Also acceptable: 2(two) - 6mL Lavendar Top EDTA tubes, ship Refrig. | Refrigerated 5 days\Ambient NO\Frozen NO | Weekly | 4 weeks | 35 days | Base fee (professional charge included: CPT G0452_26): $99.00, please add one of the below (under components/results) as it could be multiple charges. Add the following based on report: * Allele size and haplotype (CPT:81404): $1236.00 * Methylation analysis (CPT:81479): $650.00 * Results of SMCHD1 sequencing (CPT: 81404): $650.00 Note: See document in Archived Notes | No
ZW190 | Pancreatic Enzymatic Assay | MML721 |  | 82657x5 | Nemours Children's Health-Gastroenterology | Complete and submit with specimen: Gastroenterology Laboratory Test Requisition Form Specimen Type: Duodenal Fluid Container/Tube: Plastic aliquot tube Specimen Volume: 0.2 mL Collection Instruction: Send a minimum of 0.2 mL of fluid. The sample can be a single fluid or multiple fluids. Ship Frozen Min Vol: 0.2 mL | Frozen OK/Refrigerated NO/Ambient NO | Once a week | 7-10 days | 14 days | Total fee = $127.50 for first fluid sample. Add $92.34 for each additional fluid sample sent. | No
ZW191 | UTX Tyler - Mycobacteria Custom Panel | MML1598 |  |  | University of Texas Health Center at Tyler Microbiology | Complete and submit with specimen: UTX Health Science at Tyler Mycobacteria/Nocardia Lab Requisition Form Specimen Type: Pure culture isolate Container/tube: Slant Collection Instruction: Submit a pure culture isolate. If submitted in liquid, tubes must be properly packaged to prevent leakage and breakage. Ship Ambient. Required: -Source of specimen -Organism | Ambient OK/Refrigerated NO/Frozen NO | Varies | Varies | 46 |  | No
ZW193 | Abnormal Mineralization Disorders NGS Panel - Comprehensive | 5084 | 1335 | 81479x26, 81404x1, 81405x1, 81406x2 | HNL Genomics | Submit only one of the following: Whole blood: purple-top (EDTA) tube, minimum of 3 ml. Ship refrigerated. -NOTE: Complete and submit with specimen: 1. CTGT requisition form Extracted DNA: minimum of 10 µg (at a concentration of at least 50 ng/µl) preferably in TE solution. -NOTE: Complete and submit with specimen: 1. CTGT requisition form | Blood Stability: Refrig 1 week\Ambient 48 Hrs\Frozen NO DNA stability: Refrig Indefinitely\Ambient Indefinitely\Frozen Indefinitely | Upon Receipt | 2-4 weeks | 35 |  | No
ZW193 | Craniosynostosis NGS panel Del/Dup Comprehensive | 5087 | 1535 | 81479/x47; 81405/x3; 81404; 81403 | HNL Genomics | Submit ONE of the following: Blood: Collect 4 mL EDTA whole blood (purple top). Ship refrigerate. Min vol: 3 mL -NOTE: Complete and submit with specimen: 1. CTGT requisition form or Extracted DNA: Minimum of 10 micrograms of genomic DNA at concentration of 50 ng/µl or more, preferably in TE solution. -NOTE: Complete and submit with specimen: 1. CTGT requisition form | Blood Stability: Refrig 1 week\Ambient 48 Hrs\Frozen NO DNA stability: Refrig Indefinitely\Ambient Indefinitely\Frozen Indefinitely | Upon receipt | 3 - 4 weeks | 35 |  | NO
ZW193 | Epidermolysis bullosa NGS Comprehensive Panel | 5075 | 1535 | 81479 x 46; 81406 x 2 | HNL Genomics | Submit only one of the following: Whole blood: purple-top (EDTA) tube, minimum of 3 ml. Ship refrigerated. -NOTE: Complete and submit with specimen: 1. CTGT requisition form Extracted DNA: minimum of 10 µg (at a concentration of at least 50 ng/µl) preferably in TE solution. -NOTE: Complete and submit with specimen: 1. CTGT requisition form | Blood Stability: Refrig 1 week\Ambient 48 Hrs\Frozen NO | Upon receipt | 3-4 weeks | 35 |  | No
ZW193 | Known Familial Mutation - One mutation | 1387 |  | 81403 | HNL Genomics | Submit ONE of the following: Blood: Collect 6 mL EDTA whole blood (purple top). Ship refrigerate. Min vol: 4 mL -NOTE: Complete and submit with specimen: 1. CTGT requisition form 2. Indicate mutation identified, CTGT ID# and/or patient in which the mutation was identified, clinical history or Extracted DNA: Minimum of 30 micrograms of genomic DNA at concentration of 100 ng/µl or more, preferably in TE solution. -NOTE: Complete and submit with specimen: 1. CTGT requisition form 2. Indicate mutation identified, CTGT ID# and/or patient in which the mutation was identified, clinical history or Prenatal Specimen: 4 T-25 Flasks of cultured amniocytes or CVS, shipped overnight ambient. Min Vol: 2 T-25 Flasks | Blood Stability: Refrig 1 week\Ambient 48 Hrs\Frozen NO DNA stability: Refrig Indefinitely\Ambient Indefinitely\Frozen Indefinitely | Upon Receipt | 2-3 weeks | 28 | Contact CTGT to verify fee once reported as it could be discounted depending on testing of relatives. | NO
ZW193 | Maternal Cell Contamination | 1389 | 405 | 81265 x2 | HNL Genomics | Non-prenatal specimens send on of the following Whole blood: purple-top (EDTA) tube, minimum of 3 ml. Whole blood should be stored at 4°C until shipped. Genomic DNA*: minimum of 3 µg (at a concentration of at least 30 ng/µl), preferably in TE solution. Fibroblasts: 4 confluent T-25 flasks. Please fill all flasks to capacity with cell culture media. Prenatal Specimens send one of the following Cultured cells: 4 confluent T-25 flasks derived from amnio or CVS samples. Please fill all flasks to capacity with cell culture media. Genomic DNA*: minimum of 3 µg (at a concentration of at least 30 ng/µl), preferably in TE solution. CTGT highly recommends including a maternal sample for maternal cell contamination studies with all prenatal tests. | [5 empty] | Varies
ZW193 | Osteopetrosis and Dense Bone Dysplasia NGS Panel | 5111 | 1535 | 81479x54, 81406, 81408 | HNL Genomics | Submit only one of the following: Whole blood: purple-top (EDTA) tube, minimum of 3 ml. Ship refrigerated. -NOTE: Complete and submit with specimen: 1. CTGT requisition form Extracted DNA: minimum of 10 µg (at a concentration of at least 50 ng/µl) preferably in TE solution. -NOTE: Complete and submit with specimen: 1. CTGT requisition form | Blood Stability: Refrig 1 week\Ambient 48 Hrs\Frozen NO | Upon receipt | 3 - 4 weeks | 35 |  | No
ZW193 | Short stature with endocrinopathy NGS panel NGS/Del Dup Comprehensive | 5360 | 1335 | 81404 x 2 , 81405 x 3 , 81406 x 1 , 81479 x 22 | HNL Genomics | Submit ONE of the following: Blood: Collect 6 mL EDTA whole blood (purple top). Ship refrigerate. Min vol: 3 mL -NOTE: Complete and submit with specimen: 1. CTGT requisition form Extracted DNA: Minimum of 3 micrograms of genomic DNA at concentration of 30 ng/µl or more -NOTE: Complete and submit with specimen: 1. CTGT requisition form | Blood Stability: Refrig 1 week\Ambient 48 Hrs\Frozen NO DNA stability: Refrig Indefinitely\Ambient Indefinitely\Frozen Indefinitely | Upon Receipt | 2-4 weeks | 35 |  | No
ZW193 | Skeletal dysplasia core & extended NGS/Del Dup Comprehensive | 5120 | 1535 | 81479/x56; 81408/x2 | HNL Genomics | Submit ONE of the following: Blood: Collect 6 mL EDTA whole blood (purple top). Ship refrigerate. Min vol: 3 mL -NOTE: Complete and submit with specimen: 1. CTGT requisition form or Extracted DNA: Minimum of 10 micrograms of genomic DNA at concentration of 50 ng/µl or more, preferably in TE solution. or Prenatal Specimens: 1.Cultured cells: 4 confluent T-25 flasks derived from amnio or CVS samples 2.Genomic DNA: minimum of 10 µg (at a concentration of at least 50 ng/µl) | Blood Stability: Refrig 1 week\Ambient 48 Hrs\Frozen NO | Upon receipt | 3 weeks | 28 |  | NO
ZW193 | Spondylo-Epi-Metaphyseal dysplasias NGS/Del Dup Comprehensive Panel | 5187 | 1635 | 81749 x107, 81406 | HNL Genomics | Submit ONE of the following: Blood: Collect 4-6 mL EDTA whole blood (purple top). Ship refrigerate. Min vol: 4 mL -NOTE: Complete and submit with specimen: 1. CTGT requisition form or Extracted DNA: Minimum of 30 micrograms of genomic DNA at concentration of 100 ng/µl or more, preferably in TE solution. -NOTE: Complete and submit with specimen: 1. CTGT requisition form |  | Upon receipt | 2 - 3 weeks | 28 |  | No
ZW193 | Stickler Syndrome NGS Panel | 5127 | 1135 | 81479 | HNL Genomics | Complete and submit with specimen: CTGT requisition form Submit ONE of the following: Blood: Collect 3 mL EDTA whole blood (purple top). Ship refrigerate. Extracted DNA: Minimum of 30 micrograms of genomic DNA at concentration of 100 ng/µl or more, preferably in TE solution. | Blood Stability: Refrigerated 72 hours\Ambient 24 Hrs\Frozen NO | Monday-Friday | 2 to 4 weeks | 35 |  | No
ZW193 | Treacher Collins syndrome and related disorders NGS/Del Dup Comprehensive panel | 5177 | 1335 | 81479x18 | HNL Genomics | Submit ONE of the following: Blood: Collect 6 mL EDTA whole blood (purple top). Ship ambient. Min vol: 3 mL or Extracted DNA: Minimum of 10 micrograms of genomic DNA at concentration of 50 ng/µl or more, preferably in TE solution. Include volume and concentration. -NOTE: Complete and submit with specimen: 1. CTGT requisition form | Blood Stability: Refrig 1 week\Ambient 48 Hrs\Frozen NO DNA stability: Refrig Indefinitely\Ambient Indefinitely\Frozen Indefinitely | Upon receipt | 3-4 weeks | 35 |  | No
ZW194 | Aicardi-Goutieres Syndrome Panel | 10237 | 1025 | 81479x14 | Prevention Genetics Lab | Complete and submit with specimen: Prevention Genetics Lab Request Form Submit only 1 of the following specimens: Collect 5 mL EDTA (purple top) or ACD (yellow top) whole blood, shipped refrigerate. -Min Vol: 3 mL (Small infants: 1 mL) Extracted DNA: Submit minimum 10 ug in screw cap tube with a minimum 20 ug/ml, ship ambient. Required: 1. DNA concentration and Volume noted on order. Note: extracted DNA can NOT be product of whole genomic amplification reaction or other amplification reactions. | Blood- Ambient: 48 hours; Refrigerate: 7 days; Frozen: No | Upon Receipt | 3 weeks | 25 days |  | Yes
ZW194 | Catecholaminergic Polymorphic Ventricular Tachycardia Panel | 10249 | 1025 | 81479 | Prevention Genetics Lab | Complete and submit with specimen: Prevention Genetics Lab Request Form Submit only 1 of the following specimens: Collect 5 mL EDTA (purple top) or ACD (yellow top) whole blood, shipped refrigerate. -Min Vol: 3 mL (Small infants: 1 mL) Extracted DNA: Submit minimum 10 ug in screw cap tube with a minimum 20 ug/ml, ship ambient. Required: 1. DNA concentration and Volume noted on order. Note: extracted DNA can NOT be product of whole genomic amplification reaction or other amplification reactions. | Blood- Ambient: 48 hours; Refrigerate: 7 days; Frozen: No | Upon receipt | 21 days | 25 days |  | Yes
ZW194 | Cleft Lip/Cleft Palate Panel | 10657 |  | 81479 | Prevention Genetics Lab | Complete and submit with specimen: Prevention Genetics Lab Request Form Submit only 1 of the following specimens: Collect 5 mL EDTA (purple top) or ACD (yellow top) whole blood, shipped refrigerate. -Min Vol: 3 mL (Small infants: 1 mL) Extracted DNA: Submit minimum 10 ug in screw cap tube with a minimum 20 ug/ml, ship ambient. Required: 1. DNA concentration and Volume noted on order. Note: extracted DNA can NOT be product of whole genomic amplification reaction or other amplification reactions. | Blood- Ambient: 48 hours; Refrigerate: 7 days; Frozen: No | Upon Receipt | 21 days | 25 days | Non-Prenatal Testing: $1325.00 Prenatal Testing: See order options and pricing. With Exome Wide CNV Analysis: add additional $250 | Yes
ZW194 | CNV Analysis via Gene-Centric aCGH Test | 600 |  | Varies by gene | Prevention Genetics Lab | Complete and submit with specimen: Prevention Genetics Test Requisition Form Submit only 1 of the following specimens: Collect 5 mL EDTA (purple top) or ACD (yellow top) whole blood, ship refrigerate. -Min Vol: 3 mL (Small infants: 1 mL) Extracted DNA: Submit minimum 5ug -10 ug in screw cap tube at a concentration of at least 100 ng/ul, ship ambient. Required: 1. DNA concentration and Volume noted on order. Note: extracted DNA can NOT be product of whole genomic amplification reaction or other amplification reactions. Prenatal testing: Required: Prenatal Health Care Provider’s Statement Form/Prenatal Test Requisition Form -Must indicate gene to be tested Required: At least one parental specimen – 5 mL EDTA (purple top) or ACD (yellow top) whole blood, shipped refrigerate. Direct Amniotic Fluid/Chorionic Villi/POC : Requirements: Collect 10 ml -20 ml of direct amniotic fluid or 5 mg -10 mg of cleaned CVS tissue (~15-20 cleaned villi). Send specimens overnight in an insulated, shatterproof container. Direct AF/CVS, POC, or tissue specimens can be sent in saline or culture media at room temperature for culturing at PreventionGenetics. -Or- Cell Cultures: Culture and send at least two, T25 flasks of confluent cells. Send specimens overnight in an insulated, shatterproof container. | Blood- Ambient: 48 hours; Refrigerate: 7 days; Frozen: No Prenatal samples: Ship ambient overnight | Upon Receipt | 21 days | 27 days | 1 gene: $1025.00 2-5 genes: $1225.00 6-10 genes: $1325.00 11-10 genes: $1525.00 Over 100 genes: Call for quote | Yes
ZW194 | Coagulation Factor Deficiency Panel | 10351 | 1025 | 81479 | Prevention Genetics Lab | Complete and submit with specimen: Prevention Genetics Lab Request Form Submit only 1 of the following specimens: Collect 5 mL EDTA (purple top) or ACD (yellow top) whole blood, shipped refrigerate. -Min Vol: 3 mL (Small infants: 1 mL) Extracted DNA: Submit minimum 10 ug in screw cap tube with a minimum 20 ug/ml, ship ambient. Required: 1. DNA concentration and Volume noted on order. Note: extracted DNA can NOT be product of whole genomic amplification reaction or other amplification reactions. | Blood- Ambient: 48 hours; Refrigerate: 7 days; Frozen: No | Upon receipt | 21 days | 25 days |  | Yes
ZW194 | Complex Hereditary Spastic Paraplegia Panel | 2677 | 1025 | 81479 | Prevention Genetics Lab | Complete and submit with specimen: Prevention Genetics Lab Request Form Submit only 1 of the following specimens: Collect 5 mL EDTA (purple top) or ACD (yellow top) whole blood, shipped refrigerate. -Min Vol: 3 mL (Small infants: 1 mL) Extracted DNA: Submit minimum 10 ug in screw cap tube with a minimum 20 ug/ml, ship ambient. Required: 1. DNA concentration and Volume noted on order. Note: extracted DNA can NOT be product of whole genomic amplification reaction or other amplification reactions. | Blood- Ambient: 48 hours; Refrigerate: 7 days; Frozen: No | Upon receipt | 21 days | 25 days |  | Yes
ZW194 | Comprehensive Cardiac Arrhythmia Panel | 10423 | 1025 | 81413 | Prevention Genetics Lab | Complete and submit with specimen: Prevention Genetics Lab Request Form Submit only 1 of the following specimens: Collect 5 mL EDTA (purple top) or ACD (yellow top) whole blood, shipped refrigerate. -Min Vol: 3 mL (Small infants: 1 mL) Extracted DNA: Submit minimum 10 ug in screw cap tube with a minimum 20 ug/ml, ship ambient. Required: 1. DNA concentration and Volume noted on order. Note: extracted DNA can NOT be product of whole genomic amplification reaction or other amplification reactions. | Blood- Ambient: 48 hours; Refrigerate: 7 days; Frozen: No | Upon receipt | 21 days | 25 days |  | Yes
ZW194 | Comprehensive Monogenic Obesity Panel | 15185 | 1025 | 81479 | Prevention Genetics Lab | Complete and submit with specimen: Prevention Genetics Lab Request Form Submit only 1 of the following specimens: Collect 5 mL EDTA (purple top) or ACD (yellow top) whole blood, shipped refrigerate. -Min Vol: 3 mL (Small infants: 1 mL) Extracted DNA: Submit minimum 10 ug in screw cap tube with a minimum 20 ug/ml, ship ambient. Required: 1. DNA concentration and Volume noted on order. Note: extracted DNA can NOT be product of whole genomic amplification reaction or other amplification reactions. | Blood- Ambient: 48 hours; Refrigerate: 7 days; Frozen: No | Upon receipt | 21 days | 25 days |  | Yes
ZW194 | Congenital Adrenal Hyperplasia (CAH) Panel | 12053 |  | 81479 | Prevention Genetics Lab | Complete and submit with specimen: Prevention Genetics Lab Request Form Submit only 1 of the following specimens: Collect 5 mL EDTA (purple top) or ACD (yellow top) whole blood, shipped refrigerate. -Min Vol: 3 mL (Small infants: 1 mL) Extracted DNA: Submit minimum 10 ug in screw cap tube with a minimum 20 ug/ml, ship ambient. Required: 1. DNA concentration and Volume noted on order. Note: extracted DNA can NOT be product of whole genomic amplification reaction or other amplification reactions. | Blood- Ambient: 48 hours; Refrigerate: 7 days; Frozen: No | Upon receipt | 21 days | 28 days | Non-Prenatal Testing, Patient only: $1925.00 Family Duo or Trio: $2705.00 | Yes
ZW194 | Congenital Central Hypoventilation Syndrome (CCHS) Panel | 10239 | 1025 | 81479 | Prevention Genetics Lab | Complete and submit with specimen: Prevention Genetics Lab Request Form Submit only 1 of the following specimens: Collect 5 mL EDTA (purple top) or ACD (yellow top) whole blood, shipped refrigerate. -Min Vol: 3 mL (Small infants: 1 mL) Extracted DNA: Submit minimum 10 ug in screw cap tube with a minimum 20 ug/ml, ship ambient. Required: 1. DNA concentration and Volume noted on order. Note: extracted DNA can NOT be product of whole genomic amplification reaction or other amplification reactions. | Blood- Ambient: 48 hours; Refrigerate: 7 days; Frozen: No | Upon receipt | 21 days | 28 days |  | Yes
ZW194 | Congenital Hyperinsulinism Panel | 10265 | 1025 | 81479 | Prevention Genetics Lab | Complete and submit with specimen: Prevention Genetics Lab Request Form Submit only 1 of the following specimens: Collect 5 mL EDTA (purple top) or ACD (yellow top) whole blood, shipped refrigerate. -Min Vol: 3 mL (Small infants: 1 mL) Extracted DNA: Submit minimum 10 ug in screw cap tube with a minimum 20 ug/ml, ship ambient. Required: 1. DNA concentration and Volume noted on order. Note: extracted DNA can NOT be product of whole genomic amplification reaction or other amplification reactions. | Blood- Ambient: 48 hours; Refrigerate: 7 days; Frozen: No | Upon receipt | 21 days | 25 days | Prenatal Testing: See order options and pricing | Yes
ZW194 | Congenital Hypothyroidism (Thyroid Dysgenesis) via NKX2-1/TTF1 Gene Sequencing | 8537 |  | 81479 | Prevention Genetics Lab | Complete and submit with specimen: Prevention Genetics Lab Request Form Submit only 1 of the following specimens: Collect 5 mL EDTA (purple top) or ACD (yellow top) whole blood, shipped refrigerate. -Min Vol: 3 mL (Small infants: 1 mL) Extracted DNA: Submit minimum 10 ug in screw cap tube with a minimum 20 ug/ml, ship ambient. Required: 1. DNA concentration and Volume noted on order. Note: extracted DNA can NOT be product of whole genomic amplification reaction or other amplification reactions. | Blood- Ambient: 48 hours; Refrigerate: 7 days; Frozen: No | Upon receipt | 21 days | 25 days | Non-Prenatal Testing: $1025.00 Prenatal Testing: See order options and pricing | Yes
ZW194 | Congenital Hypothyroidism and Thyroid Hormone Resistance Panel | 1989 | 1025 | 81479 | Prevention Genetics Lab | Complete and submit with specimen: Prevention Genetics Lab Request Form Submit only 1 of the following specimens: Collect 5 mL EDTA (purple top) or ACD (yellow top) whole blood, shipped refrigerate. -Min Vol: 3 mL (Small infants: 1 mL) Extracted DNA: Submit minimum 10 ug in screw cap tube with a minimum 20 ug/ml, ship ambient. Required: 1. DNA concentration and Volume noted on order. Note: extracted DNA can NOT be product of whole genomic amplification reaction or other amplification reactions. | Blood- Ambient 48 hours/Refrig 7 days/Frozen NO | Upon Receipt | 21 days | 25 days |  | Yes
ZW194 | Connective Tissue Disorders Panel | 7947 | 1325 | 81479 | Prevention Genetics Lab | Complete and submit with specimen: Prevention Genetics Lab Request Form Submit only 1 of the following specimens: Collect 5 mL EDTA (purple top) or ACD (yellow top) whole blood, shipped refrigerate. -Min Vol: 3 mL (Small infants: 1 mL) Extracted DNA: Submit minimum 10 ug in screw cap tube with a minimum 20 ug/ml, ship ambient. Required: 1. DNA concentration and Volume noted on order. Note: extracted DNA can NOT be product of whole genomic amplification reaction or other amplification reactions. | Blood- Ambient: 48 hours; Refrigerate: 7 days; Frozen: No | Upon Receipt | 21 days | 25 days |  | Yes
ZW194 | Cornelia de Lange Syndrome (CdLS) and Cornelia de Lange Syndrome-Related Disorders Panel | 10399 |  | 81479 | Prevention Genetics Lab | Complete and submit with specimen: Prevention Genetics Lab Request Form Submit only 1 of the following specimens: Collect 5 mL EDTA (purple top) or ACD (yellow top) whole blood, shipped refrigerate. -Min Vol: 3 mL (Small infants: 1 mL) Extracted DNA: Submit minimum 10 ug in screw cap tube with a minimum 20 ug/ml, ship ambient. Required: 1. DNA concentration and Volume noted on order. Note: extracted DNA can NOT be product of whole genomic amplification reaction or other amplification reactions. | Blood- Ambient: 48 hours; Refrigerate: 7 days; Frozen: No | Upon receipt | 21 days | 25 days | Non-Prenatal Testing: $1025.00 Prenatal Testing: See order options and pricing | Yes
ZW194 | Craniosynostosis and Related Disorders Panel | 10197 |  | 81479 | Prevention Genetics Lab | Complete and submit with specimen: Prevention Genetics Lab Request Form Submit only 1 of the following specimens: Collect 5 mL EDTA (purple top) or ACD (yellow top) whole blood, shipped refrigerate. -Min Vol: 3 mL (Small infants: 1 mL) Extracted DNA: Submit minimum 10 ug in screw cap tube with a minimum 20 ug/ml, ship ambient. Required: 1. DNA concentration and Volume noted on order. Note: extracted DNA can NOT be product of whole genomic amplification reaction or other amplification reactions. | Blood - Ambient: 48 hours; Refrigerate: 7 days; Frozen: No | Upon receipt | 21 days | 25 days | Non-Prenatal Testing: $1025.00 Prenatal Testing: See order options and pricing | Yes
ZW194 | Crigler-Najjar Syndrome and Gilbert Syndrome via UGT1A1 Gene | 7851 | 1025 | 81479 | Prevention Genetics Lab | Complete and submit with specimen: Prevention Genetics Lab Request Form Submit only 1 of the following specimens: Collect 5 mL EDTA (purple top) or ACD (yellow top) whole blood, shipped refrigerate. -Min Vol: 3 mL (Small infants: 1 mL) Extracted DNA: Submit minimum 10 ug in screw cap tube with a minimum 20 ug/ml, ship ambient. Required: 1. DNA concentration and Volume noted on order. Note: extracted DNA can NOT be product of whole genomic amplification reaction or other amplification reactions | Blood- Ambient: 48 hours; Refrigerate: 7 days; Frozen: No DNA: Ambient preferred/ Frozen OK | Upon receipt | 21 days | 25 days |  | No
ZW194 | Differences of Sex Development (DSD) Panel | 4509 |  | 81479 | Prevention Genetics Lab | Complete and submit with specimen: Prevention Genetics Lab Request Form Submit only 1 of the following specimens: Collect 5 mL EDTA (purple top) or ACD (yellow top) whole blood, shipped refrigerate. -Min Vol: 3 mL (Small infants: 1 mL) Extracted DNA: Submit minimum 10 ug in screw cap tube with a minimum 20 ug/ml, ship ambient. Required: 1. DNA concentration and Volume noted on order. Note: extracted DNA can NOT be product of whole genomic amplification reaction or other amplification reactions. | Blood- Ambient: 48 hours; Refrigerate: 7 days; Frozen: No | Upon receipt | 21 days | 25 days | Non-Prenatal Testing: $1,325.00 Prenatal Testing: $2105.00 | Yes
ZW194 | Distal Arthrogryposis Panel | 10289 |  | 81479 | Prevention Genetics Lab | Complete and submit with specimen: Prevention Genetics Lab Request Form Submit only 1 of the following specimens: Collect 5 mL EDTA (purple top) or ACD (yellow top) whole blood, shipped refrigerate. -Min Vol: 3 mL (Small infants: 1 mL) Extracted DNA: Submit minimum 10 ug in screw cap tube with a minimum 20 ug/ml, ship ambient. Required: 1. DNA concentration and Volume noted on order. Note: extracted DNA can NOT be product of whole genomic amplification reaction or other amplification reactions. | Blood- Ambient: 48 hours; Refrigerate: 7 days; Frozen: No | Upon Receipt | 21 days | 25 days | Non-Prenatal Testing: $1025.00 Prenatal Testing: $1805.00 | Yes
ZW194 | Familial Hypocalciuric Hypercalcemia (FHH) Panel | 10125 | 1025 | 81479 | Prevention Genetics Lab | Complete and submit with specimen: Prevention Genetics Lab Request Form Submit only 1 of the following specimens: Collect 5 mL EDTA (purple top) or ACD (yellow top) whole blood, shipped refrigerate. -Min Vol: 3 mL (Small infants: 1 mL) Extracted DNA: Submit minimum 10 ug in screw cap tube with a minimum 20 ug/ml, ship ambient. Required: 1. DNA concentration and Volume noted on order. Note: extracted DNA can NOT be product of whole genomic amplification reaction or other amplification reactions. | Blood- Ambient: 48 hours; Refrigerate: 7 days; Frozen: No | Upon receipt | 21 days | 25 days |  | Yes
ZW194 | Family Targeted Variant Testing - 1 Variant | 100 | 385 | Varies by Gene | Prevention Genetics Lab | Complete and submit with specimen: Prevention Targeted Variant Test Requisition Form Note: If the family member was tested at an outside laboratory, we recommend that you submit the outside report and a specimen from that individual to serve as a positive control. Submit only 1 of the following specimens: Collect 5 mL EDTA (purple top) or ACD (yellow top) whole blood, shipped refrigerate. -Min Vol: 3 mL (Small infants: 1 mL) Extracted DNA: Submit minimum 10 ug in screw cap tube with a minimum 20 ug/ml, ship ambient. Required: 1. DNA concentration and Volume noted on order. Note: extracted DNA can NOT be product of whole genomic amplification reaction or other amplification reactions. | Blood- Ambient: 48 hours; Refrigerate: 7 days; Frozen: No | Upon receipt | 4 weeks | 35 |  | Yes
ZW194 | Family Targeted Variant Testing - 2 Variants | 200 | 555 | Varies by Gene | Prevention Genetics Lab | Complete and submit with specimen: Prevention Targeted Variant Test Requisition Form Note: If the family member was tested at an outside laboratory, we recommend that you submit the outside report and a specimen from that individual to serve as a positive control. Submit only 1 of the following specimens: Collect 5 mL EDTA (purple top) or ACD (yellow top) whole blood, shipped refrigerate. -Min Vol: 3 mL (Small infants: 1 mL) Extracted DNA: Submit minimum 10 ug in screw cap tube with a minimum 20 ug/ml, ship ambient. Required: 1. DNA concentration and Volume noted on order. Note: extracted DNA can NOT be product of whole genomic amplification reaction or other amplification reactions. | Blood- Ambient: 48 hours; Refrigerate: 7 days; Frozen: No | Upon receipt | 4 weeks | 32 days |  | Yes
ZW194 | Fanconi Anemia Panel | 10361 |  | 81479 | Prevention Genetics Lab | Complete and submit with specimen: Prevention Genetics Lab Request Form Submit only 1 of the following specimens: Collect 5 mL EDTA (purple top) or ACD (yellow top) whole blood, shipped refrigerate. -Min Vol: 3 mL (Small infants: 1 mL) Extracted DNA: Submit minimum 10 ug in screw cap tube with a minimum 20 ug/ml, ship ambient. Required: 1. DNA concentration and Volume noted on order. Note: extracted DNA can NOT be product of whole genomic amplification reaction or other amplification reactions. | Blood- Ambient: 48 hours; Refrigerate: 7 days; Frozen: No | Upon Receipt | 21 days | 25 days | Non-Prenatal Testing: $1425.00 Prenatal Testing: $2205.00 | Yes
ZW194 | FGFR3-Related Disorders via the FGFR3 Gene | 9245 |  | 81479 | Prevention Genetics Lab | Complete and submit with specimen: Prevention Genetics Lab Request Form Submit only 1 of the following specimens: Collect 5 mL EDTA (purple top) or ACD (yellow top) whole blood, shipped refrigerate. -Min Vol: 3 mL (Small infants: 1 mL) Extracted DNA: Submit minimum 10 ug in screw cap tube with a minimum 20 ug/ml, ship ambient. Required: 1. DNA concentration and Volume noted on order. Note: extracted DNA can NOT be product of whole genomic amplification reaction or other amplification reactions. | Blood- Ambient: 48 hours; Refrigerate: 7 days; Frozen: No | Upon receipt | 21 days | 25 days | Non-Prenatal Testing: $1025.00 Prenatal Testing: $1805.00 | Yes
ZW194 | GNAS-Related Disorders via the GNAS Gene | 15163 | 1025 | 81479 | Prevention Genetics Lab | Complete and submit with specimen: Prevention Genetics Lab Request Form Submit only 1 of the following specimens: Collect 5 mL EDTA (purple top) or ACD (yellow top) whole blood, shipped refrigerate. -Min Vol: 3 mL (Small infants: 1 mL) Extracted DNA: Submit minimum 10 ug in screw cap tube with a minimum 20 ug/ml, ship ambient. Required: 1. DNA concentration and Volume noted on order. Note: extracted DNA can NOT be product of whole genomic amplification reaction or other amplification reactions. | Blood- Ambient: 48 hours; Refrigerate: 7 days; Frozen: No | Upon Receipt | 21 days | 25 days |  | Yes
ZW194 | Hereditary Myelodysplastic Syndrome (MDS)/Acute Myeloid Leukemia (AML) Panel | 10293 | 1025 | 81479 | Prevention Genetics Lab | Complete and submit with specimen: Prevention Genetics Lab Request Form Submit only 1 of the following specimens: Collect 5 mL EDTA (purple top) or ACD (yellow top) whole blood, shipped refrigerate. -Min Vol: 3 mL (Small infants: 1 mL) Extracted DNA: Submit minimum 10 ug in screw cap tube with a minimum 20 ug/ml, ship ambient. Required: 1. DNA concentration and Volume noted on order. Note: extracted DNA can NOT be product of whole genomic amplification reaction or other amplification reactions. | Blood- Ambient: 48 hours; Refrigerate: 7 days; Frozen: No | Upon Receipt | 21 days | 25 days |  | Yes
ZW194 | Hereditary Spastic Paraplegia Comprehensive Panel | 2673 | 1325 | 81479 | Prevention Genetics Lab | Complete and submit with specimen: Prevention Genetics Lab Request Form Submit only 1 of the following specimens: Collect 5 mL EDTA (purple top) or ACD (yellow top) whole blood, shipped refrigerate. -Min Vol: 3 mL (Small infants: 1 mL) Extracted DNA: Submit minimum 10 ug in screw cap tube with a minimum 20 ug/ml, ship ambient. Required: 1. DNA concentration and Volume noted on order. Note: extracted DNA can NOT be product of whole genomic amplification reaction or other amplification reactions. | Blood- Ambient: 48 hours; Refrigerate: 7 days; Frozen: No | Upon Receipt | 21days | 25 days |  | Yes
ZW194 | Heterotaxy, Situs Inversus and Kartagener's Syndrome Panel | 10405 |  | 81479 | Prevention Genetics Lab | Complete and submit with specimen: Prevention Genetics Lab Request Form Submit only 1 of the following specimens: Collect 5 mL EDTA (purple top) or ACD (yellow top) whole blood, shipped refrigerate. -Min Vol: 3 mL (Small infants: 1 mL) Extracted DNA: Submit minimum 10 ug in screw cap tube with a minimum 20 ug/ml, ship ambient. Required: 1. DNA concentration and Volume noted on order. Note: extracted DNA can NOT be product of whole genomic amplification reaction or other amplification reactions. | Blood- Ambient: 48 hours; Refrigerate: 7 days; Frozen: No | Upon Receipt | 21 days | 25 days | Non-Prenatal Testing: $1025.00 Prenatal Testing: $1805.00 | Yes
ZW194 | Hirschsprung Disease (Non-syndromic) Panel | 10225 |  | 81479 | Prevention Genetics Lab | Complete and submit with specimen: Prevention Genetics Lab Request Form Submit only 1 of the following specimens: Collect 5 mL EDTA (purple top) or ACD (yellow top) whole blood, shipped refrigerate. -Min Vol: 3 mL (Small infants: 1 mL) Extracted DNA: Submit minimum 10 ug in screw cap tube with a minimum 20 ug/ml, ship ambient. Required: 1. DNA concentration and Volume noted on order. Note: extracted DNA can NOT be product of whole genomic amplification reaction or other amplification reactions. | Blood- Ambient: 48 hours; Refrigerate: 7 days; Frozen: No | Upon receipt | 21 days | 25 days | Non-Prenatal Testing: $1025.00 Prenatal Testing: $1805.00 | Yes
ZW194 | Holoprosencephaly, Autosomal Dominant, Nonsyndromic, Panel | 10317 |  | 81479 | Prevention Genetics Lab | Complete and submit with specimen: Prevention Genetics Lab Request Form Submit only 1 of the following specimens: Collect 5 mL EDTA (purple top) or ACD (yellow top) whole blood, shipped refrigerate. -Min Vol: 3 mL (Small infants: 1 mL) Extracted DNA: Submit minimum 10 ug in screw cap tube with a minimum 20 ug/ml, ship ambient. Required: 1. DNA concentration and Volume noted on order. Note: extracted DNA can NOT be product of whole genomic amplification reaction or other amplification reactions. | Blood- Ambient: 48 hours; Refrigerate: 7 days; Frozen: No | Upon Receipt | 21 days | 25 days | Non-Prenatal Testing: $1025.00 Prenatal Testing: $1805.00 | Yes
ZW194 | Hydrocephalus Panel | 7939 |  | 81479 | Prevention Genetics Lab | Complete and submit with specimen: Prevention Genetics Lab Request Form Submit only 1 of the following specimens: Collect 5 mL EDTA (purple top) or ACD (yellow top) whole blood, shipped refrigerate. -Min Vol: 3 mL (Small infants: 1 mL) Extracted DNA: Submit minimum 10 ug in screw cap tube with a minimum 20 ug/ml, ship ambient. Required: 1. DNA concentration and Volume noted on order. Note: extracted DNA can NOT be product of whole genomic amplification reaction or other amplification reactions. | Blood- Ambient: 48 hours; Refrigerate: 7 days; Frozen: No | Upon receipt | 21 days | 25 days | Non-Prenatal Testing: $1025.00 Prenatal Testing: $1805.00 | Yes
ZW194 | Hypogonadotropic Hypogonadism/Kallmann Syndrome Panel | 5243 | 1025 | 81479 | Prevention Genetics Lab | Complete and submit with specimen: Prevention Genetics Lab Request Form Submit only 1 of the following specimens: Collect 5 mL EDTA (purple top) or ACD (yellow top) whole blood, shipped refrigerate. -Min Vol: 3 mL (Small infants: 1 mL) Extracted DNA: Submit minimum 10 ug in screw cap tube with a minimum 20 ug/ml, ship ambient. Required: 1. DNA concentration and Volume noted on order. Note: extracted DNA can NOT be product of whole genomic amplification reaction or other amplification reactions. | Blood- Ambient: 48 hours; Refrigerate: 7 days; Frozen: No | Upon Receipt | 21 days | 25 days |  | Yes
ZW194 | Idiopathic Basal Ganglia Calcification Panel | 10171 | 1025 | 81479 | Prevention Genetics Lab | Complete and submit with specimen: Prevention Genetics Lab Request Form Submit only 1 of the following specimens: Collect 5 mL EDTA (purple top) or ACD (yellow top) whole blood, shipped refrigerate. -Min Vol: 3 mL (Small infants: 1 mL) Extracted DNA: Submit minimum 10 ug in screw cap tube with a minimum 20 ug/ml, ship ambient. Required: 1. DNA concentration and Volume noted on order. Note: extracted DNA can NOT be product of whole genomic amplification reaction or other amplification reactions. | Blood - Ambient: 48 hours; Refrigerate: 7 days; Frozen: No | Upon receipt | 21 days | 25 days |  | Yes
ZW194 | Inborn Errors of Immunity/Primary Immunodeficiency (PID) Panel | 13999 | 1825 | 81479 | Prevention Genetics Lab | Complete and submit with specimen: Prevention Genetics Lab Request Form Submit only 1 of the following specimens: Collect 5 mL EDTA (purple top) or ACD (yellow top) whole blood, shipped refrigerated. -Min Vol: 3 mL (Small infants: 1 mL) Extracted DNA: Submit 5-10 ug purified DNA at a concentration of at least 100 ng/ul. Ship Ambient Required: 1. DNA concentration and Volume noted on order. Note: extracted DNA can NOT be product of whole genomic amplification reaction or other amplification reactions. | Blood- Refrig 8 days/Ambient 8 days/Frozen NO | Upon receipt | 21 days | 25 days |  | Yes
ZW194 | Interstitial Lung Disease Panel | 5211 | 1325 | 81479 | Prevention Genetics Lab | Complete and submit with specimen: Prevention Genetics Lab Request Form Submit only 1 of the following specimens: Collect 5 mL EDTA (purple top) or ACD (yellow top) whole blood, shipped refrigerate. -Min Vol: 3 mL (Small infants: 1 mL) Extracted DNA: Submit minimum 10 ug in screw cap tube with a minimum 20 ug/ml, ship ambient. Required: 1. DNA concentration and Volume noted on order. Note: extracted DNA can NOT be product of whole genomic amplification reaction or other amplification reactions. | Blood- Ambient: 48 hours; Refrigerate: 7 days; Frozen: No | Upon receipt | 21 days | 25 days |  | Yes
ZW194 | Iron-Refractory Iron Deficiency Anemia (IRIDA) via the TMPRSS6 | 8027 |  | 81479 | Prevention Genetics Lab | Complete and submit with specimen: Prevention Genetics Lab Request Form Submit only 1 of the following specimens: Collect 5 mL EDTA (purple top) or ACD (yellow top) whole blood, shipped refrigerate. -Min Vol: 3 mL (Small infants: 1 mL) Extracted DNA: Submit minimum 10 ug in screw cap tube with a minimum 20 ug/ml, ship ambient. Required: 1. DNA concentration and Volume noted on order. Note: extracted DNA can NOT be product of whole genomic amplification reaction or other amplification reactions. | Blood- Ambient: 48 hours; Refrigerate: 7 days; Frozen: No | Upon receipt | 21 days | 25 days | Non-Prenatal Testing: $1025.00 Prenatal Testing: $1805.00 | Yes
ZW194 | Leukodystrophy and Leukoencephalopathy Panel | 5495 |  | 81479 | Prevention Genetics Lab | Complete and submit with specimen: Prevention Genetics Lab Request Form Submit only 1 of the following specimens: Collect 5 mL EDTA (purple top) or ACD (yellow top) whole blood, shipped refrigerate. -Min Vol: 3 mL (Small infants: 1 mL) Extracted DNA: Submit minimum 10 ug in screw cap tube with a minimum 20 ug/ml, ship ambient. Required: 1. DNA concentration and Volume noted on order. Note: extracted DNA can NOT be product of whole genomic amplification reaction or other amplification reactions. | Blood- Ambient: 48 hours; Refrigerate: 7 days; Frozen: No | Upon receipt | 21 days | 25 days | Non-Prenatal Testing: $1525.00 Prenatal Testing: $2305.00 | Yes
ZW194 | Lymphedema Panel | 10303 | 1025 | 81479 | Prevention Genetics Lab | Complete and submit with specimen: Prevention Genetics Lab Request Form Submit only 1 of the following specimens: Collect 5 mL EDTA (purple top) or ACD (yellow top) whole blood, shipped refrigerate. -Min Vol: 3 mL (Small infants: 1 mL) Extracted DNA: Submit minimum 10 ug in screw cap tube with a minimum 20 ug/ml, ship ambient. Required: 1. DNA concentration and Volume noted on order. Note: extracted DNA can NOT be product of whole genomic amplification reaction or other amplification reactions. | Blood- Ambient: 48 hours; Refrigerate: 7 days; Frozen: No | Upon Receipt | 21 days | 25 days |  | Yes
ZW194 | Malignant Hyperthermia Susceptibility Panel | 10059 | 1025 | 81479 | Prevention Genetics Lab | Complete and submit with specimen: Prevention Genetics Lab Request Form Submit only 1 of the following specimens: Collect 5 mL EDTA (purple top) or ACD (yellow top) whole blood, shipped refrigerate. -Min Vol: 3 mL (Small infants: 1 mL) Extracted DNA: Submit minimum 10 ug in screw cap tube with a minimum 20 ug/ml, ship ambient. Required: 1. DNA concentration and Volume noted on order. Note: extracted DNA can NOT be product of whole genomic amplification reaction or other amplification reactions. | Blood: Ambient 8 days/Refrig 8 days/Frozen 1 month | Upon receipt | 21 days |  |  | Yes
ZW194 | Maturity Onset Diabetes of the Young (MODY) Panel | 10305 | 1025 | 81479 | Prevention Genetics Lab | Complete and submit with specimen: Prevention Standard Requestion Form Submit only 1 of the following specimens: Collect: 3mL - 5 mL whole blood in EDTA (purple top) or ACD (yellow top), ship Refrig. or Collect: 5ug - 10 ug of purified DNA at a concentration of at least 100 ng/uL, ship Ambient. PLEASE NOTE: Only DNA from whole blood is accepted. | Blood: Ambient 8 days/Refrig 8 days/Frozen 1 month | Upon Receipt | 21 days | 25 days |  | Yes
ZW194 | Metabolic Myopathies, Rhabdomyolysis and Exercise Intolerance Panel | 10049 | 1325 | 81479 | Prevention Genetics Lab | Complete and submit with specimen: Prevention Genetics Lab Request Form Submit only 1 of the following specimens: Collect 5 mL EDTA (purple top) or ACD (yellow top) whole blood, shipped refrigerate. -Min Vol: 3 mL (Small infants: 1 mL) Extracted DNA: Submit minimum 10 ug in screw cap tube with a minimum 20 ug/ml, ship ambient. Required: 1. DNA concentration and Volume noted on order. Note: extracted DNA can NOT be product of whole genomic amplification reaction or other amplification reactions. | Blood- Ambient: 48 hours; Refrigerate: 7 days; Frozen: No | Upon receipt | 21 days | 25 days |  | Yes
ZW194 | Microphthalmia/Anophthalmia/Coloboma Panel | 10333 |  | 81479 | Prevention Genetics Lab | Complete and submit with specimen: Prevention Genetics Lab Request Form Submit only 1 of the following specimens: Collect 5 mL EDTA (purple top) or ACD (yellow top) whole blood, shipped refrigerate. -Min Vol: 3 mL (Small infants: 1 mL) Extracted DNA: Submit minimum 10 ug in screw cap tube with a minimum 20 ug/ml, ship ambient. Required: 1. DNA concentration and Volume noted on order. Note: extracted DNA can NOT be product of whole genomic amplification reaction or other amplification reactions. | Blood- Ambient: 48 hours; Refrigerate: 7 days; Frozen: No | Upon receipt | 21 days | 25 days | Non-Prenatal Testing: $1025.00 Prenatal Testing: $1805.00 | Yes
ZW194 | Neurodegeneration with Brain Iron Accumulation and Infantile Neuroaxonal Dystrophy Panel | 2695 | 1025 | 81479 | Prevention Genetics Lab | Complete and submit with specimen: Prevention Genetics Lab Request Form Submit only 1 of the following specimens: Collect 5 mL EDTA (purple top) or ACD (yellow top) whole blood, shipped refrigerate. -Min Vol: 3 mL (Small infants: 1 mL) Extracted DNA: Submit minimum 10 ug in screw cap tube with a minimum 20 ug/ml, ship ambient. Required: 1. DNA concentration and Volume noted on order. Note: extracted DNA can NOT be product of whole genomic amplification reaction or other amplification reactions. | Blood- Ambient: 48 hours; Refrigerate: 7 days; Frozen: No | Upon receipt | 21 days | 25 days |  | Yes
ZW194 | Non-Immune Hydrops Fetalis Panel | 12661 |  | 81479 | Prevention Genetics Lab | Complete and submit with specimen: Prevention Genetics Lab Request Form Submit only 1 of the following specimens: Collect 5 mL EDTA (purple top) or ACD (yellow top) whole blood, shipped refrigerated. -Min Vol: 3 mL (Small infants: 1 mL) Extracted DNA: Submit minimum 10 ug in screw cap tube with a minimum 20 ug/ml, ship ambient. Required: 1. DNA concentration and Volume noted on order. Note: extracted DNA can NOT be product of whole genomic amplification reaction or other amplification reactions. | Blood: Refrig 8 days/Ambient 8 days/Frozen No | Upon receipt | 21 days | 25 days | Non-Prenatal Testing: $1325.00 Prenatal Testing: $2105.00 | Yes
ZW194 | Non-Syndromic Monogenic Obesity Panel | 15183 | 1025 | 81479 | Prevention Genetics Lab | Complete and submit with specimen: Prevention Genetics Lab Request Form Submit only 1 of the following specimens: Collect 5 mL EDTA (purple top) or ACD (yellow top) whole blood, shipped refrigerate. -Min Vol: 3 mL (Small infants: 1 mL) Extracted DNA: Submit minimum 10 ug in screw cap tube with a minimum 20 ug/ml, ship ambient. Required: 1. DNA concentration and Volume noted on order. Note: extracted DNA can NOT be product of whole genomic amplification reaction or other amplification reactions. | Blood- Ambient: 48 hours; Refrigerate: 7 days; Frozen: No | Upon receipt | 21 days | 25 days |  | Yes
ZW194 | Opitz G/BBB Syndrome Panel | 5499 |  | 81479 | Prevention Genetics Lab | Complete and submit with specimen: Prevention Genetics Lab Request Form Submit only 1 of the following specimens: Collect 5 mL EDTA (purple top) or ACD (yellow top) whole blood, shipped refrigerate. -Min Vol: 3 mL (Small infants: 1 mL) Extracted DNA: Submit minimum 10 ug in screw cap tube with a minimum 20 ug/ml, ship ambient. Required: 1. DNA concentration and Volume noted on order. Note: extracted DNA can NOT be product of whole genomic amplification reaction or other amplification reactions. | Blood- Ambient: 48 hours; Refrigerate: 7 days; Frozen: No | Upon Receipt | 21 days | 25 days | Non-Prenatal Testing: $1025.00 Prenatal Testing: $1805.00 | Yes
ZW194 | Optic Atrophy Panel | 10331 | 1025 | 81479 | Prevention Genetics Lab | Complete and submit with specimen: Prevention Genetics Lab Request Form Submit only 1 of the following specimens: Collect 5 mL EDTA (purple top) or ACD (yellow top) whole blood, shipped refrigerate. -Min Vol: 3 mL (Small infants: 1 mL) Extracted DNA: Submit minimum 10 ug in screw cap tube with a minimum 20 ug/ml, ship ambient. Required: 1. DNA concentration and Volume noted on order. Note: extracted DNA can NOT be product of whole genomic amplification reaction or other amplification reactions. | Blood- Ambient: 48 hours; Refrigerate: 7 days; Frozen: No | Upon receipt | 21 days | 25 days |  | Yes
ZW194 | Osteogenesis Imperfecta and Hypophosphatasia (HPP) Panel | 3249 |  | 81479 | Prevention Genetics Lab | Complete and submit with specimen: Prevention Genetics Lab Request Form Submit only 1 of the following specimens: Collect 5 mL EDTA (purple top) or ACD (yellow top) whole blood, shipped refrigerate. -Min Vol: 3 mL (Small infants: 1 mL) Extracted DNA: Submit minimum 10 ug in screw cap tube with a minimum 20 ug/ml, ship ambient. Required: 1. DNA concentration and Volume noted on order. Note: extracted DNA can NOT be product of whole genomic amplification reaction or other amplification reactions. | Blood- Ambient: 48 hours; Refrigerate: 7 days; Frozen: No | Upon receipt | 21 days | 25 days | Non-Prenatal Testing: $1025.00 Prenatal Testing: $1805.00 | Yes
ZW194 | Parkinson Disease Panel | 10337 | 1025 | 81479 | Prevention Genetics Lab | Complete and submit with specimen: Prevention Genetics Lab Request Form Submit only 1 of the following specimens: Collect 5 mL EDTA (purple top) or ACD (yellow top) whole blood, shipped refrigerate. -Min Vol: 3 mL (Small infants: 1 mL) Extracted DNA: Submit minimum 10 ug in screw cap tube with a minimum 20 ug/ml, ship ambient. Required: 1. DNA concentration and Volume noted on order. Note: extracted DNA can NOT be product of whole genomic amplification reaction or other amplification reactions. | Blood- Ambient: 48 hours; Refrigerate: 7 days; Frozen: No | Upon Receipt | 21 days | 25 days |  | Yes
ZW194 | Periodic Fever Syndromes Panel | 10315 | 1025 | 81479 | Prevention Genetics Lab | Complete and submit with specimen: Prevention Genetics Lab Request Form Submit only 1 of the following specimens: Collect 5 mL EDTA (purple top) or ACD (yellow top) whole blood, shipped refrigerate. -Min Vol: 3 mL (Small infants: 1 mL) Extracted DNA: Submit minimum 10 ug in screw cap tube with a minimum 20 ug/ml, ship ambient. Required: 1. DNA concentration and Volume noted on order. Note: extracted DNA can NOT be product of whole genomic amplification reaction or other amplification reactions. | Blood- Ambient: 48 hours; Refrigerate: 7 days; Frozen: No | Upon Receipt | 21 days | 25 days |  | Yes
ZW194 | PGxome Custom Panel | 6000 |  | Varies by Gene | Prevention Genetics Lab | Complete and submit with specimen: Prevention Genetics Lab Request Form Submit only 1 of the following specimens: Collect 5 mL EDTA (purple top) or ACD (yellow top) whole blood, shipped refrigerate. -Min Vol: 3 mL (Small infants: 1 mL) Extracted DNA: Submit minimum 10 ug in screw cap tube with a minimum 20 ug/ml, ship ambient. Required: 1. DNA concentration and Volume noted on order. Note: extracted DNA can NOT be product of whole genomic amplification reaction or other amplification reactions. | Blood- Ambient: 48 hours; Refrigerate: 7 days; Frozen: No | Upon receipt | 18 days | 25 days | Need to call for pricing. Depends on how many genes are tested and additional charges may be applied depending on procedure and length of process. | No
ZW194 | Primary Ciliary Dyskinesia (PCD)/Immotile Cilia Syndrome and Cystic Fibrosis Panel | 10415 | 1025 | 81479 | Prevention Genetics Lab | Complete and submit with specimen: Prevention Genetics Lab Request Form Submit only 1 of the following specimens: Collect 5 mL EDTA (purple top) or ACD (yellow top) whole blood, shipped refrigerate. -Min Vol: 3 mL (Small infants: 1 mL) Extracted DNA: Submit minimum 10 ug in screw cap tube with a minimum 20 ug/ml, ship ambient. Required: 1. DNA concentration and Volume noted on order. Note: extracted DNA can NOT be product of whole genomic amplification reaction or other amplification reactions. | Blood- Ambient: 48 hours; Refrigerate: 7 days; Frozen: No | Upon receipt | 21 days | 25 days |  | Yes
ZW194 | Primary Ciliary Dyskinesia (PCD)/Immotile Cilia Syndrome Panel | 10411 | 1025 | 81479 | Prevention Genetics Lab | Complete and submit with specimen: Prevention Genetics Lab Request Form Submit only 1 of the following specimens: Collect 5 mL EDTA (purple top) or ACD (yellow top) whole blood, shipped refrigerate. -Min Vol: 3 mL (Small infants: 1 mL) Extracted DNA: Submit minimum 10 ug in screw cap tube with a minimum 20 ug/ml, ship ambient. Required: 1. DNA concentration and Volume noted on order. Note: extracted DNA can NOT be product of whole genomic amplification reaction or other amplification reactions. | Blood- Ambient: 48 hours; Refrigerate: 7 days; Frozen: No | Upon receipt | 21 days | 22 days |  | Yes
ZW194 | Primary Microcephaly, Autosomal Recessive, Panel | 10285 |  | 81479 | Prevention Genetics Lab | vention Genetics Lab Request Form Submit only 1 of the following specimens: Collect 5 mL EDTA (purple top) or ACD (yellow top) whole blood, shipped refrigerate. -Min Vol: 3 mL (Small infants: 1 mL) Extracted DNA: Submit minimum 10 ug in screw cap tube with a minimum 20 ug/ml, ship ambient. Required: 1. DNA concentration and Volume noted on order. Note: extracted DNA can NOT be product of whole genomic amplification reaction or other amplification reactions. | Blood- Ambient: 48 hours; Refrigerate: 7 days; Frozen: No | Upon Receipt | 21 days | 25 days | Non-Prenatal Testing: $1025.00 Prenatal Testing: $1805.00 | Yes
ZW194 | Progressive Familial Intrahepatic Cholestasis (PFIC) and Alagille syndrome Panel | 10229 | 1025 | 81479 | Prevention Genetics Lab | Complete and submit with specimen: Prevention Genetics Lab Request Form Submit only 1 of the following specimens: Collect 5 mL EDTA (purple top) or ACD (yellow top) whole blood, shipped refrigerate. -Min Vol: 3 mL (Small infants: 1 mL) Extracted DNA: Submit minimum 10 ug in screw cap tube with a minimum 20 ug/ml, ship ambient. Required: 1. DNA concentration and Volume noted on order. Note: extracted DNA can NOT be product of whole genomic amplification reaction or other amplification reactions. | Blood- Ambient: 48 hours; Refrigerate: 7 days; Frozen: No | Upon Receipt | 21 days | 25 days |  | Yes
ZW194 | Pulmonary Arterial Hypertension (PAH) Panel | 12625 | 1025 | 81479 | Prevention Genetics Lab | Complete and submit with specimen: Prevention Genetics Lab Request Form Submit only 1 of the following specimens: Collect 5 mL EDTA (purple top) or ACD (yellow top) whole blood, shipped refrigerate. -Min Vol: 3 mL (Small infants: 1 mL) Extracted DNA: Submit minimum 10 ug in screw cap tube with a minimum 20 ug/ml, ship ambient. Required: 1. DNA concentration and Volume noted on order. Note: extracted DNA can NOT be product of whole genomic amplification reaction or other amplification reactions. | Blood- Ambient: 48 hours; Refrigerate: 7 days; Frozen: No DNA- Ambient | Upon Receipt | 21 days | 25 days |  | Yes
ZW194 | Pulmonary Fibrosis and Surfactant Dysfunction Disorders Panel | 10287 | 1025 | 81479 | Prevention Genetics Lab | Complete and submit with specimen: Prevention Genetics Lab Request Form Submit only 1 of the following specimens: Collect 5 mL EDTA (purple top) or ACD (yellow top) whole blood, shipped refrigerate. -Min Vol: 3 mL (Small infants: 1 mL) Extracted DNA: Submit minimum 10 ug in screw cap tube with a minimum 20 ug/ml, ship ambient. Required: 1. DNA concentration and Volume noted on order. Note: extracted DNA can NOT be product of whole genomic amplification reaction or other amplification reactions. | Blood- Ambient: 48 hours; Refrigerate: 7 days; Frozen: No | Upon receipt | 18 days | 22 days |  | Yes
ZW194 | Rubinstein-Taybi Syndrome and Floating-Harbor Syndrome Panel | 10141 |  | 81479 | Prevention Genetics Lab | Complete and submit with specimen: Prevention Genetics Lab Request Form Submit only 1 of the following specimens: Collect 5 mL EDTA (purple top) or ACD (yellow top) whole blood, shipped refrigerate. -Min Vol: 3 mL (Small infants: 1 mL) Extracted DNA: Submit minimum 10 ug in screw cap tube with a minimum 20 ug/ml, ship ambient. Required: 1. DNA concentration and Volume noted on order. Note: extracted DNA can NOT be product of whole genomic amplification reaction or other amplification reactions. | Blood - Ambient: 48 hours; Refrigerate: 7 days; Frozen: No | Upon receipt | 21 days | 25 days | Non-Prenatal Testing: $1025.00 Prenatal Testing: $ 1805.00 | Yes
ZW194 | Severe Congenital Neutropenia Panel | 10257 | 1025 | 81479 | Prevention Genetics Lab | Complete and submit with specimen: Prevention Genetics Lab Request Form Submit only 1 of the following specimens: Collect 5 mL EDTA (purple top) or ACD (yellow top) whole blood, shipped refrigerate. -Min Vol: 3 mL (Small infants: 1 mL) Extracted DNA: Submit minimum 10 ug in screw cap tube with a minimum 20 ug/ml, ship ambient. Required: 1. DNA concentration and Volume noted on order. Note: extracted DNA can NOT be product of whole genomic amplification reaction or other amplification reactions. | Blood- Ambient: 48 hours; Refrigerate: 7 days; Frozen: No | Upon Receipt | 21 days | 25 days |  | Yes
ZW194 | Shwachman-Diamond Syndrome via the SBDS Gene | 1289 | 725 | 81479 | Prevention Genetics Lab | Complete and submit with specimen: Prevention Genetics Lab Request Form Submit only 1 of the following specimens: Collect 5 mL EDTA (purple top) or ACD (yellow top) whole blood, shipped refrigerate. -Min Vol: 3 mL (Small infants: 1 mL) Extracted DNA: Submit minimum 10 ug in screw cap tube with a minimum 20 ug/ml, ship ambient. Required: 1. DNA concentration and Volume noted on order. Note: extracted DNA can NOT be product of whole genomic amplification reaction or other amplification reactions. | Blood- Ambient: 48 hours; Refrigerate: 7 days; Frozen: No | Upon receipt | 28 days | 35 days |  | Yes
ZW194 | Skeletal Disorders and Joint Problems Panel | 10631 |  | 81479 | Prevention Genetics Lab | Complete and submit with specimen: Prevention Genetics Lab Request Form Submit only 1 of the following specimens: Collect 5 mL EDTA (purple top) or ACD (yellow top) whole blood, shipped refrigerate. -Min Vol: 3 mL (Small infants: 1 mL) Extracted DNA: Submit minimum 10 ug in screw cap tube with a minimum 20 ug/ml, ship ambient. Required: 1. DNA concentration and Volume noted on order. Note: extracted DNA can NOT be product of whole genomic amplification reaction or other amplification reactions. | Blood- Ambient: 48 hours; Refrigerate: 7 days; Frozen: No | Upon receipt | 30 days | 37 days | Non-Prenatal Testing: $1825.00 Prenatal Testing: $2585.00 | Yes
ZW194 | Targeted Prenatal Variants | 990 | 1025 | Varies by Gene | Prevention Genetics Lab | -Complete and submit with specimen(s): 1. Targeted Variant Test Requisition Form. 2. Prenatal Health Care Provider's Statement Form Collect and send one of the following: Two T25 flasks of confluent cells. Ship Ambient 10 -20 mL of direct amniotic fluid. Ship Ambient 5 - 10 ug of purified DNA, in a screw cap vial, at a concentration of at least 100 (min 2 ug for limited specimens). -Cell cultures, direct amniotic fluid, or direct chorionic villi, are preferred to arrive Monday-Thursday, overnight delivery. After two days of collection, sent sample refrigerate. | Ambient: OK Refrigerate: after two days of collection. | Upon receipt | 8 days | 15 days |  | Yes
ZW194 | Thrombocytopenia Panel | 10307 | 1025 | 81479 | Prevention Genetics Lab | Complete and submit with specimen: Prevention Genetics Lab Request Form Submit only 1 of the following specimens: Collect 5 mL EDTA (purple top) or ACD (yellow top) whole blood, shipped refrigerate. -Min Vol: 3 mL (Small infants: 1 mL) Extracted DNA: Submit minimum 10 ug in screw cap tube with a minimum 20 ug/ml, ship ambient. Required: 1. DNA concentration and Volume noted on order. Note: extracted DNA can NOT be product of whole genomic amplification reaction or other amplification reactions. | Blood- Ambient: 48 hours; Refrigerate: 7 days; Frozen: No | Upon receipt | 21 days | 25 days |  | Yes
ZW194 | Thrombocytopenia Panel - Expanded | 10393 | 1025 | 81479 | Prevention Genetics Lab | Complete and submit with specimen: Prevention Genetics Lab Request Form Submit only 1 of the following specimens: Collect 5 mL EDTA (purple top) or ACD (yellow top) whole blood, shipped refrigerate. -Min Vol: 3 mL (Small infants: 1 mL) Extracted DNA: Submit minimum 10 ug in screw cap tube with a minimum 20 ug/ml, ship ambient. Required: 1. DNA concentration and Volume noted on order. Note: extracted DNA can NOT be product of whole genomic amplification reaction or other amplification reactions. | Blood- Ambient: 48 hours; Refrigerate: 7 days; Frozen: No | Upon receipt | 21 days | 25 days |  | Yes
ZW194 | Thyroid Hormone Resistance via the THRB Gene | 15203 | 1025 | 81405 | Prevention Genetics Lab | Complete and submit with specimen: Prevention Genetics Lab Request Form Submit only 1 of the following specimens: Collect 5 mL EDTA (purple top) or ACD (yellow top) whole blood, shipped refrigerate. -Min Vol: 3 mL (Small infants: 1 mL) Extracted DNA: Submit minimum 10 ug in screw cap tube with a minimum 20 ug/ml, ship ambient. Required: 1. DNA concentration and Volume noted on order. Note: extracted DNA can NOT be product of whole genomic amplification reaction or other amplification reactions. | Blood- Ambient: 48 hours; Refrigerate: 7 days; Frozen: No | Upon Receipt | 21 days | 25 days |  | Yes
ZW194 | Treacher Collins Syndrome/Mandibulofacial Dysostosis/Miller Syndrome/Acrofacial Dysostosis, Nagar Type Panel | 10235 |  | 81479 | Prevention Genetics Lab | Complete and submit with specimen: Prevention Genetics Lab Request Form Submit only 1 of the following specimens: Collect 5 mL EDTA (purple top) or ACD (yellow top) whole blood, shipped refrigerate. -Min Vol: 3 mL (Small infants: 1 mL) Extracted DNA: Submit minimum 10 ug in screw cap tube with a minimum 20 ug/ml, ship ambient. Required: 1. DNA concentration and Volume noted on order. Note: extracted DNA can NOT be product of whole genomic amplification reaction or other amplification reactions. | Blood- Ambient: 48 hours; Refrigerate: 7 days; Frozen: No | Upon Receipt | 21 days | 25 days | Non-Prenatal Testing: $1025.00 Prenatal Testing: $1805.00 | Yes
ZW196 | Appropriate phenotypic and genotypic susceptibilities for antimicrobial susceptibility testing of Acid Fast Bacilli | APPRO |  | Test codes performed within APPRO: BMX12: 87181 x2 and 87188 x7 MTB1: 87190 x10 MTB2: 87188 x4 NTM4: 87186 NTM4V: 87186 NTM6: 87186 NTM6V: 87186 NTM13: 87186 NTMDR, NTDR2, or NTDR3: 87798 x2 or 87798 x3 MTB4T or MTB4S: 87798 x2 MTB5T or MTB5S: 87798 x 3 | National Jewish Health Mycobacteriology Laboratory | Complete and submit with sample: Mycobacteriology Requisition Form This test can be ordered on a clinical specimen for isolation and identification of mycobacteria. - Sputum (expectorated or induced): 5-10 mL in a Sterile, leak-proof container. Stability: 7 days refrigerated/ 72 hours ambient. - Lower respiratory tract (e.g. bronchoalveolar lavage, bronchial washes etc.): 5-10 mL Collect washing and aspirates in a sputum trap. Place brushes in a sterile, leak-proof container with up to 5 mL sterile non-bacteriostatic saline. Stability: 7 days refrigerated/ 72 hours ambient - Body Fluids (e.g. pericardial, synovial, pleural etc.): 2-4 mL in a Sterile, leak-proof container. Stability: 7 days refrigerated/ 72 hours ambient. - Cerebrospinal Fluid (CSF): 2-4 mL in a Sterile, leak-proof container. Stability: 72 hours ambient. This source should not be refrigerated. - Fresh Tissue: 1-2 g in a Sterile, leak-proof container with tissue submerged in sterile non-bacteriostatic saline. Stability: 72 hours ambient. This source should not be refrigerated. - Blood: 5-10 mL whole blood from sterile, leak-proof green (heparin) or yellow (SPS) top tube. Stability: 72 hours ambient. This source should not be refrigerated. - Gastric lavage or wash: 10 mL in Sterile, leak-proof container. Neutralize specimen within 4 hours of collection with 100 mg of sodium carbonate. Stability: 72 hours ambient. This source should not be refrigerated. - Urine: 5-10 mL in a Sterile, leak-proof container. Stability: 7 days refrigerated. - Stool: 1-2 g in a sterile, leak-proof container. Stability: 7 days refrigerated - Isolate: This test can also be ordered on organisms identified elsewhere. Pure mycobacterial isolates should be sent in solid media such as a Middlebrook slant (7H10 or 7H11), Lowenstein-Jensen (LJ) slant, or in broth (7H9, MGIT, MP BACT/Alert, VersaTrek). Stability: Ambient Specimen Volume: Laboratory must receive visible growth of an isolate on solid media or an isolate in broth media (≥3 mL). | Mycobacterial isolates (solid media or broth): ambient Raw Patient Specimen: See Specimen Required/Min Volume above. | Upon Receipt | 2-3 wks for rapid grower, 4-6 wks for slowly growing | 49 | Call for fee when Report is final. | Varies
ZW196 | Genotypic Testing for Resistance Markers in Mycobacteria | AFB6 |  | 87798 x2 or 87798 x3 | National Jewish Health Mycobacteriology Laboratory | Complete and submit with sample: Mycobacteriology Requisition Form Testing valid for all NTM and M. tuberculosis identified to the complex level except M. abscessus cx which needs to be identified to the subspecies level. - Sputum (expectorated or induced): 5-10 mL in a Sterile, leak-proof container. Stability: 7 days refrigerated/ 72 hours ambient. - Lower respiratory tract (e.g. bronchoalveolar lavage, bronchial washes etc.): 5-10 mL Collect washing and aspirates in a sputum trap. Place brushes in a sterile, leak-proof container with up to 5 mL sterile non-bacteriostatic saline. Stability: 7 days refrigerated/ 72 hours ambient - Body Fluids (e.g. pericardial, synovial, pleural etc.): 2-4 mL in a Sterile, leak-proof container. Stability: 7 days refrigerated/ 72 hours ambient. - Cerebrospinal Fluid (CSF): 2-4 mL in a Sterile, leak-proof container. Stability: 72 hours ambient. This source should not be refrigerated. - Fresh Tissue: 1-2 g in a Sterile, leak-proof container with tissue submerged in sterile non-bacteriostatic saline. Stability: 72 hours ambient. This source should not be refrigerated. - Blood: 5-10 mL whole blood from sterile, leak-proof green (heparin) or yellow (SPS) top tube. Stability: 72 hours ambient. This source should not be refrigerated. - Gastric lavage or wash: 10 mL in Sterile, leak-proof container. Neutralize specimen within 4 hours of collection with 100 mg of sodium carbonate. Stability: 72 hours ambient. This source should not be refrigerated. - Urine: 5-10 mL in a Sterile, leak-proof container. Stability: 7 days refrigerated. - Stool: 1-2 g in a sterile, leak-proof container. Stability: 7 days refrigerated - Isolate: This test can also be ordered on organisms identified elsewhere. Pure mycobacterial isolates should be sent in solid media such as a Middlebrook slant (7H10 or 7H11), Lowenstein-Jensen (LJ) slant, or in broth (7H9, MGIT, MP BACT/Alert, VersaTrek). Stability: Ambient Specimen Volume: Laboratory must receive visible growth of an isolate on solid media or an isolate in broth media (≥3 mL). | Mycobacterial isolates (solid media or broth): ambient Raw Patient Specimen: See Specimen Required/Min Volume above. | Monday-Saturday | 2-4 days | 8 | Call for fee when report is final. | No
ZW196 | Partial acid fast | NTM4 | 402.4 | 87186 | National Jewish Health Mycobacteriology Laboratory | Complete and submit with sample: Mycobacteriology Requisition Form Specimen Type: Pure mycobacterial isolates Container/Tube: Pure mycobacterial isolates should be sent in solid media such as a Middlebrook slant (7H10 or 7H11), Lowenstein-Jensen (LJ) slant, or in broth (7H9, MGIT, MP BACT/Alert, VersaTrek). Specimen Volume: Lab must receive visible growth of isolate on solid media or an isolate in broth media (≥3 mL). Collection Instruction: Send Pure mycobacterial isolates should be sent in solid media such as a Middlebrook slant (7H10 or 7H11), Lowenstein-Jensen (LJ) slant, or in broth (7H9, MGIT, MP BACT/Alert, VersaTrek). Ship Ambient Min Vol: 2 mL **Note: If no or incorrect identification is provided, additional testing may be added and billed | Ambient OK\Refrig OK, ship ambient\Frozen NO | Monday through Friday | MIC slow grower: 4-6 weeks; MIC rapid grower: 2-3 weeks | 49 days |  | No
ZW196 | Single-Drug MIC | MTB6 |  | 87190, 87188 x2 | National Jewish Health Mycobacteriology Laboratory | Complete and submit with sample: Mycobacteriology Requisition Form Specimen Type: An identified isolate is required for testing Container/Tube: Pure mycobacterial isolates should be sent in solid media such as a Middlebrook slant (7H10 or 7H11), Lowenstein-Jensen (LJ) slant, or in broth (7H9, MGIT, MP BACT/Alert, VersaTrek). Specimen Volume: Lab must receive visible growth of isolate on solid media or an isolate in broth media (≥3 mL). Collection Instruction: Send Isolates of mycobacteria OR partially acid fast organisms in solid media such as Middlebrook slant (7H10 or 7H11), Lowenstein- Jensen medium slant, or in broth (7H9, MGIT, MP BACT/Alert, VersaTrek). Ship Ambient Min Vol: 2 mL | Ambient OK\Refrigerated OK, ship ambient\Frozen NO | Typically all days | Slow grower: 4-6 weeks; Rapid grower: 2-3 weeks | 49 | $151.60 for the first drug Add $116.60 for each additional drug | No
ZW196 | Single-Drug MIC (Rapidly Growing Mycobacteria; Aerobic Actinomycetes) | NTM5 |  | 87186 | National Jewish Health Mycobacteriology Laboratory | Complete and submit with sample: Mycobacteriology Requisition Form Specimen Type: An identified isolate is required for testing Container/Tube: Pure mycobacterial isolates should be sent in solid media such as a Middlebrook slant (7H10 or 7H11), Lowenstein-Jensen (LJ) slant, or in broth (7H9, MGIT, MP BACT/Alert, VersaTrek). Specimen Volume: Lab must receive visible growth of isolate on solid media or an isolate in broth media (≥3 mL). Collection Instruction: Send Isolates of mycobacteria OR partially acid fast organisms in solid media such as Middlebrook slant (7H10 or 7H11), Lowenstein- Jensen medium slant, or in broth (7H9, MGIT, MP BACT/Alert, VersaTrek). Ship Ambient Min Vol: 2 mL **Note: ** If no or incorrect identification is provided, additional testing may be added and billed. | Ambient OK\Refrigerated OK, ship ambient\Frozen NO | Monday through Friday | Slow grower: 4-7 weeks; Rapid grower: 3-4 weeks | 49 days | $151.60 for the first drug Add $44.00 for each additional drug | No
ZW204 | Chromosome Breakage Disorders Gene Sequencing Panel | 7256265 | 3159 | 81443 | Cincinnati Childrens Hosp Med Ctr - Molecular Genetics | Complete and submit with specimen: Primary Immunodeficiencies Test Requisition Form or Pediatric and Adult Genetic Test Requisition NOTE: Clinical information is required for all patient testing. Specimen Type: Whole Blood Container/Tube: EDTA (lavender top) Specimen Volume: at least 3 mL Collection Instruction: Submit at least 3 mL whole blood in a lavender top (EDTA) tube. Ship Ambient Min Vol: 3 mL | Refrigerated 5 days\Ambient 72 hrs\Frozen NO NOTE: Ambient stability 72 hours, do not cancel if sample is less than 5 days old. Send to lab they will attempt to extract DNA. | Upon Receipt | 42 days | 46 days | DNA Extraction fee (applied if Cincinnati cancels due to insufficient DNA) = $119.00; CPT = 81479 Institutional Bill Only - This lab does not bill insurance. | No
ZW204 | Familial Hemophagocytic Lymphohistiocytosis (FHL2) related to Perforin 1 (PRF1) Mutations - Full gene sequencing | 4750450 | 785 | 81479 | Cincinnati Childrens Hosp Med Ctr - Molecular Genetics | Complete and submit with sample: Primary Immunodeficiencies Testing Requisition and label each tube with patient’s name, birth date, and date of collection. - NOTE: Pls fill out the custom gene section on page 3 of the Primary Immunodeficiencies Test Requisition write in PRF1 and check the box that says full gene sequencing underneath it. Collect: Whole Blood: 3 mL minimum EDTA. Ship ambient within 72 hours. Min Volume: 3 mL. If a lesser volume of blood or saliva, or a smaller number of cytobrushes is sent, the laboratory will attempt to perform the test requested. The laboratory cannot assure either a result and/or the ability to perform repeat testing and/or additional testing if the minimum volumes are not met. | Specimen stability 72 hours, do not cancel if sample is less than 5 days old. Send to lab they will attempt to extract DNA. Acceptable: Extracted DNA with concentration and volume. Ship Ambient | upon receipt | 42 days | 46 days | DNA Extraction fee (applied if Cincinnati cancels due to insufficient DNA) = $119.00; CPT = 81479 Institutional Bill Only - This lab does not bill insurance. | No
ZW204 | Hemophagocytic Lymphohistiocytosis Gene Sequencing Panel | 7524935 | 4019 | 81443 | Cincinnati Childrens Hosp Med Ctr - Molecular Genetics | Complete and submit with specimen: Primary Immunodeficiencies Testing Requisition and ensure a label for each tube with patient’s name, birth date, and date of collection. Collect: Blood: At least 3 mL whole blood in EDTA (lavender top) is required NOTE: Specimen stability 72 hours, do not cancel if sample is less than 5 days old. Send to lab they will attempt to extract DNA. Acceptable: Extracted DNA with concentration and volume. Ship Ambient | Whole EDTA blood: Ambient\ 3-5 days | Upon receipt | 28 days | 32 days | Institutional Bill Only - This lab does not bill insurance. | No
ZW204 | SCID Gene Sequencing Panel | 7256274 |  | 81443 | Cincinnati Childrens Hosp Med Ctr - Molecular Genetics | Complete and submit with specimen: Primary Immunodeficiencies Testing Requisition and label each tube with patient’s name, birth date, and date of collection. Collect: 3 mL EDTA whole blood. Ship refrigerate. Min Volume: 3 mL EDTA whole blood If a lesser volume of blood, bone marrow or saliva is sent, the laboratory will attempt to perform the test requested. The laboratory cannot assure either a result and/or the ability to perform repeat testing and/or additional testing if the minimum volumes are not met. | Ambient 7 days | Upon Receipt | 28 days | 35 days | See Internal Comment. Institutional Bill Only - This lab does not bill insurance. | No
ZW206 | Alpha Aminoadipic Semialdehyde | LAB2771 | 235 | 82542 | Seattle Children's Hospital Laboratories | Note: Complete and submit Seattle's Biochemical Genetics request form Collect green top Heparin (lithium or sodium). Separate within 1 hour of collection. Send 1 mL plasma frozen. Min Volume: 0.5mL Serum is acceptable but not preferred. | Frozen - 6 months | Weekly | 2-15 days | 30-35 days |  | No
ZW206 | Breast Milk Creamatocrit | LAB2388 | 133.3 | 84999 | Seattle Children's Hospital Laboratories | 1 mL Breast milk in a sterile, screw-capped container. Ship Refrigerated -Min volume: 0.5 mL Note: Collect a "representative" sample of breast milk. Mix and send a minimum of 1.0 mL to the lab. This test is for the caloric content of human milk. The energy value is directly related to the fat content of the milk, which varies directly with the degree of breast emptying during lactation | Refrig 14 days/Frozen 30 days/Ambient NO | Daily | 1 day | 3 - 5 days |  | No
ZW206 | Methotrexate Level, CSF | LAB2434 | 183.1 | 80204 | Seattle Children's Hospital Laboratories | Required: General Lab Requisition 1.0 mL CSF in a sterile screw-capped container. PROTECT FROM LIGHT and ship Refrigerated. Min Volume: 0.25 mL REQUIRED: Protect sample from light by wrapping tube in foil. Note time of collection | Refrig 14 days/ Frozen 365 days/ Ambient NO | Daily | 1 day | 3 - 5 days |  | No
ZW206 | Nitisinone Level | LAB3358 | 116.7 | 80299 | Seattle Children's Hospital Laboratories | REQUIRED: Completed Biochemical Genetics Request Form Collect: Whole Blood (Lt. Green/Lithium Microtainer, Dark Green/Sodium Heparin), spin down and transfer 0.5 mL plasma to a plastic container. SHIP FROZEN. | Ambient 1 month/Refrig 6 months/Frozen 1 year | Wednesday | 2-8 days | 15 days |  | No
ZW206 | Voriconazole Level, CSF | LAB2426 | 146.7 | 80299 | Seattle Children's Hospital Laboratories | Transfer 0.5 mL CSF to a plastic tube (Min volume: 0.2 mL). Ship frozen. | Ambient: 1 day; Refrigerated: 1 week; Frozen: 6 months | Monday-Friday | 1-3 days |  |  | No
ZW210 | aHUS (complement-mediated TMA) Panel | AHUS-FP | 4072.4 | 83516 x2, 83520, 86160 x11, 86161 x2, 86162, 86334 | Univ. of Iowa Hosp. & Clin Dept of Otolaryngology/Molec. Research | Complete and submit with sample: MORL Kidney Testing Requisition -Clinical information and Diagnosis is preferred but not required. Specimen Type: Serum and Plasma Container/Tube: Red top tube and EDTA Specimen Volume: 2 mL serum AND 2 mL plasma Collection Instruction: REQUIRED for panel- BOTH Serum (red top) and Plasma (EDTA). Ship Frozen Min Vol: 2 mL serum and 2 mL plasma Note: -Hand write specimen type on each aliquot tube- serum or plasma -Provide Patient full name, Date of birth, sex, date of collection and ordering physician. | Frozen OK\Refrigerated NO\Ambient NO | Upon receipt | 4 weeks | 35 days |  | No
ZW210 | C3 Glomerulopathy Complement Panel | C3G-CP | 4882.4 | 86161 x5, 83516 x 2, 86160 x 11, 83520, 86334, 86162 | Univ. of Iowa Hosp. & Clin Dept of Otolaryngology/Molec. Research | Complete and submit with sample: MORL Kidney Testing Requisition -Clinical information and Diagnosis is preferred but not required. Specimen Type: Serum AND Plasma Container/Tube: Red top tube and EDTA Specimen Volume: 2 mL serum and 2 mL plasma Collection Instruction: REQUIRED for panel- BOTH Serum (red top) and Plasma (EDTA). Ship Frozen Min Vol: 2 mL serum and 2 mL plasma Note: -Hand write specimen type on each aliquot tube- serum or plasma -Provide Patient full name, Date of birth, sex, date of collection and ordering physician. | Frozen OK\Refrigerated NO\Ambient NO | Upon receipt | 4 weeks | 35 days |  | No
ZW210 | C3NeF (C3CSA) | 06C3NEF | 285 | 86161 | Univ. of Iowa Hosp. & Clin Dept of Otolaryngology/Molec. Research | Complete and submit with sample: MORL Kidney Testing Requisition -Clinical information and Diagnosis is preferred but not required. -Provide Patient full name, Date of birth, sex, date of collection and ordering physician. Specimen Type: Serum Container/Tube: Red top tube Specimen Volume: 1 mL Collection Instruction: Draw blood in a red-top tube. Serum separators with “clot activators” should not be used for the serum samples. Allow blood to clot at room temperature for 30 minutes. Centrifuge and send 1 mL in a plastic aliquot tube. Ship Frozen Min Vol: 1 mL | Frozen OK\Refrigerated NO\Ambient NO | Upon receipt | 4 weeks | 35 days |  | No
ZW214 | Age-Related Macular Degeneration (AMD) | AMDP | 498 | 84182 | Ocular Immunology Laboratory OHSU (Oregon Health Sciences University) | Complete and submit with sample: Ocular Immunology Test Requisition Form, including clinical history and referring physician information. Submit one of the following: Specimen Type: Serum Container/Tube: Plain Red Top tube Specimen Volume: 5 mL Collection Instruction: Draw blood in a plain, red-top tube(s). (Serum-gel tubes are also acceptable.) Spin down and send 5 mL serum. Ship Refrigerated Min Vol: 3 mL Specimen Type: Plasma Container/Tube: Lavender top tube (EDTA) Specimen Volume: 5 mL Collection Instruction: Draw blood in a lavender-top (EDTA) tube(s). Spin down and send 5 mL EDTA plasma. Ship Refrigerated Min Vol: 3 mL | Serum/Plasma: Refrigerated 7 days/Ambient OK/Frozen OK Serum/Plasma -Frozen specimens are acceptable up to 3 months. | Upon receipt | 2 - 4 weeks | 35 |  | No
ZW221 | Chromosomal Microarray Analysis - HR | 8655 | 1235 | 81228x1 | Baylor Medical Genetics Laboratories (Miraca) | Complete and submit with specimen(s): Baylor Genetics Postnatal CMA/Cytogenetics Requisition Form Preferred Specimen: Specimen Type: Whole Blood Container/Tube: EDTA – Purple Top Tube Specimen Volume: Adults/Children: 3-5 mL; Infant <2 yrs: 2-3 mL Collection Instruction: One EDTA (purple top) tube containing 3-5 mL whole blood. Ship ambient. Min Vol: 3 mL Alternate Specimens: Specimen Type: Extracted DNA Specimen Volume: 20 μg Collection Instruction: Extracted DNA will only be accepted if the isolation of nucleic acids for clinical testing occurs in a CLIA-certified laboratory or a laboratory meeting equivalent requirements as determined by the CAP and/or the CMS. Ship ambient. Min Vol: Minimal concentration of 50ng/μL; A260/A280 of ~1.7-2.0 Specimen Type: Buccal Swab Container/Tube: ORAcollect.Dx (OCD-100) self-collection kit Specimen Volume: 2 swabs Collection Instruction: It is highly recommended the sample be collected by a healthcare professional. Ship ambient. | Blood: Ambient 72 hrs/Refrigerated 72 hrs/Frozen NO DNA: Ambient OK Buccal Swab: Ambient 72 hrs | Upon Receipt | 14 days | 20 |  | Yes
ZW221 | Custom Family Sequence Analysis (Familial Mutation/Variant Analysis) | 1580 |  | 81479 | Baylor Medical Genetics Laboratories (Miraca) | -Complete and submit with sample: Custom Family Sequencing Test Requisition Submit one of the following: Specimen Type: Whole Blood Container/Tube: EDTA (lavender top) Specimen Volume: 10 mL Collection Instruction: Draw blood in an EDTA (purple-top) tube(s) for the patient and both parents. Send at least 5mL (children) or 10mL (adults). Ship Ambient Min Vol: 5 mL; Infants <2 yrs: 3 mL Specimen Type: DNA Container/Tube: Sterile container Specimen Volume: At least 20ug of purified DNA Collection Instruction: Send at least 20ug of purified DNA (minimal concentration of 50ng/uL; A260/A280 of ~1.7) for the patient and both parents. | Ambient 72hrs\Refrigerated 7 days\Frozen NO | Upon receipt | 28 days | 32 days | 335.00 for the first gene, additional gene(s) will be an extra charge of 300.00 per gene. | No
ZW221 | Hemochromatosis Panel by Sanger Sequencing | 5405 | 2835 | 81256, 81479x4 | Baylor Medical Genetics Laboratories (Miraca) | Complete and submit with specimen: Baylor Molecular Diagnostics form, test on pg 6. Submit one of the following: Specimen Type: Whole Blood Container/Tube: EDTA (lavender top) Specimen Volume: 5 mL Collection Instruction: Send 5 mL EDTA whole blood. Ship Ambient Min Vol: 3 mL; Infants: 2-3 mL Specimen Type: Purified DNA Container/Tube: Sterile container Specimen Volume: 10-15 ug Collection Instruction: Collect Purified DNA send at least 10-15 ug (minimal concentration of 50ng/uL). Ship Ambient. | Blood- Ambient 48 hours\Refrigerated 7 days \Frozen NO DNA- Ambient | Upon Receipt | 28 days | 32 days |  | No
ZW221 | Metabolomic Assisted Pathway Screen (Global MAPS) - Plasma | 4900 | 785 | 82016, 82128, 82180, 82239, 82247, 82379, 82383, 82465, 82507, 82528, 82533, 82540, 82542, 82565, 82570, 82725, 82726, 82746, 82760, 82947, 82978, 83150, 83605, 83789, 83919, 83945, 84035, 84207, 84210, 84252, 84260, 84377, 84425, 84446, 84510, 84525, 84550, 84560, 84590 | Baylor Medical Genetics Laboratories (Miraca) | Complete and submit with specimen: Baylor Genetics Global Maps Requisition Specimen Type: Plasma Container/Tube: EDTA (purple top) Specimen Volume: 2 mL Collection Instruction: Draw blood in a EDTA (purple top) tube(s) and separate as soon as possible. Freeze immediately and send 2 mL plasma. Ship Frozen Min Vol: 1 mL NOTE: Patient should NOT be on TPN, special diet, dietary supplements, or drug therapies for most accurate results. | Frozen 7 days/Refrigerated NO/Ambient NO | Upon receipt | 21 days | 25 days |  | No
ZW221 | Phenylbutyrate Metabolite Analysis - Plasma | 4650 | 235 | 83789; 82542x3 | Baylor Medical Genetics Laboratories (Miraca) | Complete and submit with sample: Biochemical Testing Requisition Specimen Type: Plasma Container/Tube: Sodium Heparin (green-top) Specimen Volume: 2 mL Collection Instruction: Draw blood in a Sodium Heparin (green-top) tube(s) and separate as soon as possible. Send 2 mL plasma. Ship Frozen Min Vol: 1 mL | Frozen 7 days/Refrigerated NO/Ambient NO | Upon Receipt | 8 days | 12 days |  | No
ZW221 | Phenylbutyrate Metabolite Analysis - Urine | 4651 | 275 | 82542x3, 82570x1 | Baylor Medical Genetics Laboratories (Miraca) | Complete and submit with sample: Biochemical Testing Requisition Specimen Type: Urine, random Container/Tube: Plastic container (preservative-free) Specimen Volume: 5 mL Collection Instruction: Send 3-5 mL of a random urine. Do not add preservatives. Ship Frozen Min Vol: 3 mL | Frozen OK/Refrigerated NO/Ambient NO | Upon Receipt | 8 days | 12 days |  | No
ZW221 | Proband Whole Exome Sequencing | 1500 | 2035 | 81415 | Baylor Medical Genetics Laboratories (Miraca) | Complete and submit with specimen(s): Baylor Genetics Whole Exome Sequencing (WES) Requisition Preferred Specimen: Specimen Type: Whole Blood Container/Tube: EDTA – Purple Top Tube Specimen Volume: Adults/Children: 3-5 mL; Infant <2 yrs: 3 mL Collection Instruction: One EDTA (purple top) tube containing 3-5 mL whole blood. Ship ambient. Min Vol: 3 mL Alternate Specimens: Specimen Type: Extracted DNA Container/Tube: Sterile Container Specimen Volume: 20 μg Collection Instruction: Extracted DNA will only be accepted if the isolation of nucleic acids for clinical testing occurs in a CLIA-certified laboratory or a laboratory meeting equivalent requirements as determined by the CAP and/or the CMS. Ship ambient. Min Vol: Minimal concentration of 50ng/μL; A260/A280 of ~1.7 Specimen Type: Buccal Swab Container/Tube: ORAcollect.Dx (OCD-100) self-collection kit Specimen Volume: 2 swabs Collection Instruction: It is highly recommended the sample be collected by a healthcare professional. Ship ambient. Min Vol: | Blood: Ambient 72 hrs/Refrigerated 72 hrs/Frozen NO DNA: Ambient OK Buccal Swab: Ambient 72 hrs | Upon Receipt | 21 days | 28 |  | Yes
ZW221 | Pyridoxine-Dependent Seizures Panel, Plasma | 4811 | 295 | 81479 | Baylor Medical Genetics Laboratories (Miraca) | Complete and submit with sample: Biochemical Testing Requisition. Specimen Type: Plasma Container/Tube: Sodium Heparin (green-top) tube Specimen Volume: 2 mL Collection Instruction: Draw blood in a Sodium Heparin (green-top) tube(s) and separate as soon as possible and send 1-2 mL plasma. Ship Frozen Min Vol: 1 mL | Frozen 7 days\Refrigerated NO\Ambient NO | Upon receipt | 16 days | 20 days |  | No
ZW221 | Thymidine Determination - Plasma | 4330 | 235 | 83789 | Baylor Medical Genetics Laboratories (Miraca) | Complete and submit with sample: Biochemical Testing Requisition. Specimen Type: Plasma Container/Tube: Sodium Heparin (green-top) tube Specimen Volume: 2 mL Collection Instruction: Draw blood in a Sodium Heparin (green-top) tube(s) and separate as soon as possible. Send 1-2 mL of plasma. Ship Frozen Min Vol: 1 mL | Frozen 7 days/Refrigerated NO/Ambient NO | Upon receipt | 3 - 15 days | 19 days |  | No
ZW234 | Known Mutation Testing (KT2) | KT2 |  | 81403 | University of Alabama at Birmingham Medical Genomics | Complete and submit with sample: UAB Medical Genomics Laboratory Test Requisition Form Submit one of the following: Specimen Type: Blood Container/Tube: EDTA Specimen Volume: 6 mL Collection Instruction: Submit 3-6 mL EDTA whole blood. Ship Ambient Min Vol: 3 mL Specimen Type: DNA Container/Tube: Sterile container Collection Instruction: Extracted from lymphocyte cells; a minimum volume of 25μL at 3μg; O.D. of 260:280nm ≥1.8; must be extracted in a CLIA or equivalent certified lab). Ship Ambient | Blood: Ambient 7 days/Refrigerated NO/Frozen NO | Upon receipt | 15 working days | 19 days | $285.00- sequencing 1 exon $375.00- sequencing 2 exons $285.00- MLPA | No
ZW234 | LZTR1 Comprehensive analysis on Blood or Tumor (LZTR1) | LZTR1 | 835 | 81406, 81405 | University of Alabama at Birmingham Medical Genomics | Complete and submit with sample: UAB Medical Genomics Laboratory Test Requisition -Submit pathology report with tissue Submit one of the following: Specimen Type: Blood Container/Tube: EDTA Specimen Volume: 6 mL Collection Instruction: Submit 3-6 mL EDTA whole blood. Ship Ambient Min Vol: 3 mL Specimen Type: Tissue Container/Tube: Fresh/Frozen tumors or Formalin-Fixed Paraffin-Embedded Tumors (Tumor Block) Collection Instruction: A minimum of 2 anatomically distinct tumor samples is suggested, however, a single tumor can be provided. Tumor specimens should contain at least 70% pure tumor content and >80% nucleated cells. -Fresh tumor or affected tissue biopsy, immersed in sterile culture media (PBS/RPMI). -Flash frozen tumor sent on dry ice and marked with its specific location and/or tumor type. -Tumor block - should have a surface area ≥5mm squared or the specimen contains at least 3-6 loose paraffin curls (no slides) that are 30-50 microns thick Min Vol: 5mm-cubed; Tumor containing at least 60% pure tumor content. Specimen Type: DNA Container/Tube: Sterile container Collection Instruction: Extracted from lymphocyte cells, a minimum of 25ul at 3μg, O.D. value at 260:280nm ≥1.6 (must be extracted in a CLIA or equivalent certified lab). Ship Ambient - | Blood: Ambient 7 days/Refrigerated NO/frozen NO | Upon Receipt | Blood/DNA 30 working days; Tumor 40 working days | 44 days | This lab only does institutional billing. | NO
ZW234 | Meningiomatosis/Multiple Meningioma Panel by Next-Gen Sequencing | MEN-NG |  | 81406, 81405, 81479x2 | University of Alabama at Birmingham Medical Genomics | Complete and submit with sample: UAB Medical Genomics Laboratory Test Requisition -Submit a pathology report with tissue Submit one of the following: Specimen Type: Blood Container/Tube: EDTA Specimen Volume: 6 mL Collection Instruction: Submit 3-6 mL EDTA whole blood. Ship Ambient Min Vol: 3 mL Specimen Type: Tissue Container/Tube: Fresh/Frozen tumors or Formalin-Fixed Paraffin-Embedded Tumors (Tumor Block) Collection Instruction: A minimum of 2 anatomically distinct tumor samples is suggested, however, a single tumor can be provided. Tumor specimens should contain at least 70% pure tumor content and >80% nucleated cells. -Fresh tumor or affected tissue biopsy, immersed in sterile culture media (PBS/RPMI). -Flash frozen tumor sent on dry ice and marked with its specific location and/or tumor type. -Tumor block - should have a surface area ≥5mm squared or the specimen contains at least 3-6 loose paraffin curls (no slides) that are 30-50 microns thick Min Vol: 5mm-cubed; Tumor containing at least 60% pure tumor content. Specimen Type: DNA Container/Tube: Sterile container Collection Instruction: Extracted from lymphocyte cells, a minimum of 25ul at 3μg, O.D. value at 260:280nm ≥1.6 (must be extracted in a CLIA or equivalent certified lab). Ship Ambient | Blood: Ambient OK/Refrigerated NO/Frozen NO -No time limitations associated with receipt | Upon Receipt | 30 - 40 working days; TAT will be extended by 20 working days if reflex to Sanger seq is needed due to NGS failure | 44 days | Blood: 1535.00 Tumor: 2535.00 | No
ZW234 | Next-Gen Sequencing and Deletion/Duplication Analysis of NF1 and SPRED1 (NFSP-NG) | NFSP-NG | 1135 | 81408, 81405, 81479x2 | University of Alabama at Birmingham Medical Genomics | Complete and submit with specimen: UAB Medical Genomics Laboratory Requisition, which includes the Informed Consent and Phenotypic Checklist Submit one of the following: Specimen Type: Blood Container/Tube: EDTA Specimen Volume: 6 mL Collection Instruction: Submit 3-6 mL EDTA whole blood. Ship Ambient Min Vol: 3 mL Specimen Type: DNA Container/Tube: Sterile container Collection Instruction: Extracted from lymphocyte cells, a minimum of 25ul at 3μg, O.D. value at 260:280nm ≥1.6 (must be extracted in a CLIA or equivalent certified lab). Ship Ambient | Blood: Ambient OK/Refrigerated NO/Frozen NO -No time limitations associated with receipt | Upon receipt | 30 working days | 35 days | This lab only does institutional billing. | No
ZW234 | Next-Gen Sequencing and Deletion/Duplication Analysis of NF1 Only (NF1-NG) | NF1-NG | 1035 | 81408, 81479 | University of Alabama at Birmingham Medical Genomics | Complete and submit with sample: UAB Medical Genomics Laboratory Test Requisition Submit one of the following: Specimen Type: Blood Container/Tube: EDTA Specimen Volume: 6 mL Collection Instruction: Submit 3-6 mL EDTA whole blood. Ship Ambient Min Vol: 3 mL Specimen Type: DNA Container/Tube: Sterile container Collection Instruction: Extracted from lymphocyte cells, a minimum of 25ul at 3μg, O.D. value at 260:280nm ≥1.6 (must be extracted in a CLIA or equivalent certified lab). Ship Ambient | Blood: Ambient OK/Refrigerated NO/Frozen NO -No time limitations associated with receipt | Upon Receipt | 30 working days | 35 days | This lab only does institutional billing. | No
ZW234 | Next-Gen Sequencing and Deletion/Duplication Analysis of NF2 Only | NF2-NG |  | 81406; 81405 | University of Alabama at Birmingham Medical Genomics | Complete and submit with sample: UAB Medical Genomics Laboratory Test Requisition -Submit a pathology report with tissue Submit one of the following: Specimen Type: Blood Container/Tube: EDTA Specimen Volume: 6 mL Collection Instruction: Submit 3-6 mL EDTA whole blood. Ship Ambient Min Vol: 3 mL Specimen Type: Tissue Container/Tube: Fresh/Frozen tumors or Formalin-Fixed Paraffin-Embedded Tumors (Tumor Block) Collection Instruction: A minimum of 2 anatomically distinct tumor samples is suggested, however, a single tumor can be provided. Tumor specimens should contain at least 70% pure tumor content and >80% nucleated cells. -Fresh tumor or affected tissue biopsy, immersed in sterile culture media (PBS/RPMI). -Flash frozen tumor sent on dry ice and marked with its specific location and/or tumor type. -Tumor block - should have a surface area ≥5mm squared or the specimen contains at least 3-6 loose paraffin curls (no slides) that are 30-50 microns thick Min Vol: 5mm-cubed; Tumor containing at least 60% pure tumor content. Specimen Type: DNA Container/Tube: Sterile container Collection Instruction: Extracted from lymphocyte cells, a minimum of 25ul at 3μg, O.D. value at 260:280nm ≥1.6 (must be extracted in a CLIA or equivalent certified lab). Ship Ambient | Blood: Ambient OK/Refrigerated NO/Frozen NO -No time limitations associated with receipt | Upon receipt | 30 - 40 working days; TAT will be extended by 20 working days if reflex to Sanger sequencing is needed due to NGS failure. | 44 days | blood - 835.00 tumor - 1535.00 | No
ZW234 | Schwannomatosis Panel | SCHP | 2535 | 81405x3, 81404, 81406x2, 81402, 81403 | University of Alabama at Birmingham Medical Genomics | Complete and submit with sample: UAB Medical Genomics Laboratory Test Requisition Specimen Type: Tissue Container/Tube: Formalin-Fixed Paraffin-Embedded Tumors (Tumor Block) Collection Instruction: Tumor block should have a surface area ≥5mm squared or the specimen contains at least 3-6 loose paraffin curls (no slides) that are 30-50 microns thick Tumor specimens. Should contain at least 70% pure tumor content and >80% nucleated cells. Min Vol: 5mm-cubed; Tumor containing at least 60% pure tumor content. Ship Ambient Note: Blood specimen for confirmation at no additional charge if sent within a week of the tumor specimen. Specimen Type: Blood Container/Tube: EDTA Specimen Volume: 6 mL Collection Instruction: Submit 3-6 mL EDTA whole blood. Ship Ambient Min Vol: 3 mL | Tumor block: Ambient OK/ Refrigerated NO/Frozen NO Blood: Ambient 7 days/Refrigerated NO/Frozen NO | Upon Receipt | 30 - 40 working days | 45 days | No ZBIL - This lab only does institutional billing. | No
ZW234 | Schwannomatosis/Multiple Schwannoma Panel by Next-Gen Sequencing | SCH-NG |  | 81406, 81405, 81479 x3 | University of Alabama at Birmingham Medical Genomics | Complete and submit with sample: UAB Medical Genomics Laboratory Test Requisition -Submit a pathology report with tissue Two specimens are required for tumor sample being sent. One tumor and one blood/DNA. (see below) Specimen Type: Tissue Container/Tube: Fresh/Frozen tumors or Formalin-Fixed Paraffin-Embedded Tumors (Tumor Block) Collection Instruction: A minimum of 2 anatomically distinct tumor samples is suggested, however, a single tumor can be provided. Tumor specimens should contain at least 70% pure tumor content and >80% nucleated cells. -Fresh tumor or affected tissue biopsy, immersed in sterile culture media (PBS/RPMI). -Flash frozen tumor sent on dry ice and marked with its specific location and/or tumor type. -Tumor block - should have a surface area ≥5mm squared or the specimen contains at least 3-6 loose paraffin curls (no slides) that are 30-50 microns thick Min Vol: 5mm-cubed; Tumor containing at least 60% pure tumor content. or only germline testing Submit one of the following: Specimen Type: Blood Container/Tube: EDTA Specimen Volume: 6 mL Collection Instruction: Submit 3-6 mL EDTA whole blood. Ship Ambient Min Vol: 3 mL Specimen Type: DNA Container/Tube: Sterile container Collection Instruction: Extracted from lymphocyte cells, a minimum of 25ul at 3μg, O.D. value at 260:280nm ≥1.6 (must be extracted in a CLIA | Blood: Ambient OK/Refrigerated NO/Frozen NO -No time limitations associated with receipt | Upon Receipt | 30 - 40 working days; TAT will be extended by 20 working days if reflex to Sanger sequencing is needed due to NGS failure. | 45 days | Blood, DNA - 1535.00 - will state blood/DNA on report Tumor/Blood - 2535.00- will have both orders and collection dates listed. | No
ZW239 | Cytokines, CSF | 5863724 | 2274 | 83520/x10 | Cincinnati Children's Hospital Medical Center-Hem/Onc (Diagnostic Immunology Lab DIL) | Submit the following: Collect: 1 mL CSF mL (Min Volume: 0.5 mL) Frozen CSF samples must be sent with enough dry ice to maintain a frozen state until received in our lab. Refrigerated CSF samples should be shipped with frozen ice packs to maintain a refrigeration temperature of 2-8°C (35-46°F) until received in our lab. Keep sample refrigerated for delivery to our lab within 48 hours of collection. If delivery cannot occur within 48 hours, freeze at -20°C or lower within 48 hours of collection. | Frozen 6 months\Refrig 48 hours\Ambient No | Every week | 2 weeks | 28 |  | No
ZW239 | Interleukin-18 (IL-18) | LAB00541 | 355 | 83520 | Cincinnati Children's Hospital Medical Center-Hem/Onc (Diagnostic Immunology Lab DIL) | Submit the following: Specimen Type: Serum Container/tube: Red-top Acceptable: SST (gold top) Collection Instructions: Draw 3 mL blood in plain red-top tube. Serum gel tube is acceptable. Spin down and send TWO 0.2 mL serum aliquots frozen. Min volume: one 0.2 mL serum aliquot frozen | Serum: Frozen 6 months\Refrig NO\Ambient NO | One time per week | 14 days | 21 days |  | Yes
ZW239 | Soluble CD163 (sCD163) | 2902100 | 431 | 83520 | Cincinnati Children's Hospital Medical Center-Hem/Onc (Diagnostic Immunology Lab DIL) | Submit the following: Collect: Plasma: Collect 3 mL EDTA (lavender top) plasma. Plasma must be separated within 24 hours of collection and send frozen on dry ice. Min vol: 1 mL | Plasma: Frozen 6 months\Refrig NO\Ambient NO | Monday - Friday | 2 weeks | 21 |  | Yes
ZW239 | Soluble Fas-Ligand | 8154618 | 338 | 83520 | Cincinnati Children's Hospital Medical Center-Hem/Onc (Diagnostic Immunology Lab DIL) | Submit the following: Collect: 3 mL EDTA (lavender top) Plasma OR 3 mL (red or gold top) Serum. Process: Serum/Plasma MUST centrifuged and separated within 24 hours of collection and sent FROZEN on dry ice. Min vol: 1 mL | SERUM/PLASMA: Frozen 6 months\Refrig NO\Ambient NO | Every 2 weeks | 2 weeks | 28 days |  | No
ZW239 | VEGF-D Quantitation (VEGF-D) | 5334318 | 590.1 | 83520 | Cincinnati Children's Hospital Medical Center-Hem/Onc (Diagnostic Immunology Lab DIL) | Complete and submit with specimen(s): DIL - Test Requisition Form Collection Container/Tube: Preferred: Gold top tube or Red top tube Acceptable: Plasma from a Lav EDTA Submission Container/tube: Plastic vial Specimen Volume: 1.5 mL Serum/Plasma Collection Instructions: 1. Within 24 hours of draw, centrifuge and aliquot 1.5 mL of serum or plasma into a plastic vial. 2. Send Frozen. Specimen Min Volume: Serum/Plasma: 0.7 mL | Frozen 6 months / Ambient 24hrs / Refrigerated NO | Monday through Friday | 7 days | 11 |  | Yes
ZW242 | 17-Ketosteroids, Urine | 0080650 | 110 | 83586 | ARUP Laboratories | Specimen Type: Urine Container/Tube: Standard Transport Tubes Specimen Volume: Two 4 mL aliquots Collection Instruction: Transfer two 4 mL aliquots from a well-mixed 24-hour urine collection into Standard Transport Tubes. Adequate refrigeration is the most important aspect of specimen preservation. Ship Refrigerated. -REQUIRED: total volume and collection time interval Min Vol: 3 mL/aliquot | Refrigerated 14 days/Frozen 30 days/Ambient NO | Monday, Wednesday, Friday | 1 - 5 days | 10 days |  | Yes
ZW242 | Acid Phosphatase, Total, Serum | 0020544 | 57 | 84060 | ARUP Laboratories | Specimen Type: Serum Container/Tube: Plain red or SST Specimen Volume: 1.5 mL Collection Instruction: Allow specimen to clot completely at room temperature. Transfer 1.5 mL serum to a standard transport tube. Ship Frozen Min Vol: 0.5 mL CRITICAL FROZEN. Separate specimens must be submitted when multiple tests are ordered. | Frozen 30 days\Refrigerated NO\Ambient NO | Sunday through Saturday | 1-2 days | 6 |  | Yes
ZW242 | Antibiotic Level, Nafcillin | 0060843 | 318.05 | 80299 | ARUP Laboratories | REQUIRED: Date and time of collection, time of last dose, and list of all antibiotics that the patient is receiving or has received in the past 48 hours. Specimen Type: Serum Container/Tube: Plain red Specimen Volume: 2 mL Collection Instruction: 1. Aseptically remove 2 mL serum to a sterile tube and freeze. 2. Ship Frozen Min Vol: 1 mL | Frozen 7 days/Refrigerated 24hrs/Ambient NO | Sun - Sat | 2 - 3 days | 7 days |  | Yes
ZW242 | Antiviral Susceptibility, Herpes Simplex Virus, Acyclovir | 2010866 |  | 87252; 87253 | ARUP Laboratories | Isolate from cell culture (3-4+ positivity). Isolate from cell culture (3-4+ positivity). Place each specimen in an individually sealed bag. | Ambient: 48 hours; Refrigerated: 72 hours; Frozen at -70°C: 1 month | Wednesday | 14-21 days | 25 |  | Yes
ZW242 | Antiviral Susceptibilty, HSV, Foscarnet | 2010785 |  | 87252, 87253 | ARUP Laboratories | Collect: Isolate from cell culture (3-4+ positivity). Specimen Preparation: Isolate from cell culture (3-4+ positivity). Place each specimen in an individually sealed bag. | Ambient: 48 hours; Refrigerated: 72 hours; Frozen at -70°C: 1 month | Wednesday | 14-21 days | 28 | Call for final fee | Yes
ZW242 | BRAF V600E Mutation Detection in Hairy Cell Leukemia by Real-Time PCR, Quantitative | 2007132 | 355 | 81210 | ARUP Laboratories | Specimen Type: Whole Blood Container/Tube: Lavender (EDTA) Acceptable: Bone Marrow (EDTA) Specimen Volume: 5 mL blood; 3 mL bone marrow Collection Instruction: 1. Collect EDTA Whole Blood, or EDTA Bone Marrow. 2. Ship Refrigerated. Min Vol: 1 mL | Refrigerated 7 days/Ambient NO/Frozen NO | Varies | 4 - 10 days | 14 days |  | Yes
ZW242 | Carbamylated Protein (CarP) Antibody, IgG | 3003992 | 108 | 83516 | ARUP Laboratories | Specimen Type: Serum Container/Tube: Serum separator tube Specimen Volume: 0.5 mL Collection Instruction: Separate serum from cells ASAP or within 2 hours of collection. Transfer 0.5 mL serum to a Standard Transport Tube. Ship Refrigerated. Min Vol: 0.3 mL | Refrigerated 14 days/Ambient 48 hours/Frozen 30 days | Mon, Wed, Fri | 1-4 days | 8 days |  | Yes
ZW242 | Catecholamines Fractionated by LC-MS/MS, Urine Free | 0080407 | 125.1 | 82384 | ARUP Laboratories | PLEASE NOTE: 24-hour or random urine. Refrigerate 24-hour specimen during collection. Specimen Type: Urine Container/Tube: Standard Transport Tube Specimen Volume: 4mL aliquot Collection Instruction: Transfer a 4 mL aliquot to a standard transport tube and adjust pH to 2.0-4.0 with 6M HCl. (Min: 2.5 mL) Ship Refrig. or Specimen Type: Urine Container/Tube: Standard Transport Tube Specimen Volume: 4mL aliquot Collection Instruction: Transfer a 4 mL aliquot to a standard transport tube containing 20 mg sulfamic acid. (Min: 2.5 mL) Ship Refrig. -REQUIRED: total volume and collection time interval | Unpreserved: Ambient: Unacceptable; Refrigerated: 1 week; Frozen: Undefined Preserved: Ambient: Unacceptable; Refrigerated: 1 month; Frozen: 6 months | Upon Receipt | 1-5 days | 11 |  | Yes
ZW242 | Circulating Immune Complex Panel | 3004430 | 510 | 86332x2 | ARUP Laboratories | Specimen Type: Serum Container/Tube: Plain red or serum separator tube (SST) Specimen Volume: Two- 1 mL aliquots Collection Instruction: Allow complete clotting of red blood cells (up to 1 hour), then separate serum from cells within 30 minutes and freeze immediately. Transfer Two (2)-1 mL aliquots of serum to individual Standard Transport Tubes. Ship Frozen -CRITICAL FROZEN. Separate specimens must be submitted when multiple tests are ordered. Min Vol: 0.5 ml/aliquot | Frozen 14 days/Refrigerated NO/Ambient NO | Monday, Thursday, Saturday | 2-9 days | 13 days |  | Yes
ZW242 | Complement Component 2 | 0050148 | 137 | 86160 | ARUP Laboratories | Specimen Type: Serum Container/Tube: Serum separator tube Specimen Volume: 1 mL Collection Instruction: Allow specimen to clot for one hour at room temperature. Separate serum from cells ASAP or within 2 hours of collection. Transfer 1 mL serum to a Standard Transport Tube and freeze immediately. Ship Frozen Min Vol: -CRITICAL FROZEN. Separate specimens must be submitted when multiple tests are ordered. Min Vol: 0.3 mL | Frozen 14 days/Refrigerated NO/Ambient NO | Monday, Thursday | 5 - 10 days | 14 days |  | Yes
ZW242 | CYFRA 21-1 (Cytokeratin 19 Fragment), Serum | 0081344 | 310 | 86316 | ARUP Laboratories | Specimen Type: Serum Container/Tube: Plain red or serum separator tube Specimen Volume: 1 mL Collection Instruction: Allow serum specimen to clot completely at room temperature. Separate serum from cells ASAP or within 2 hours of collection. Transfer 1 mL serum to a Standard Transport Tube. Ship Refrigerated. Min Vol: 0.5 mL -Avoid repeated freeze/thaw cycles | Refrigerated 14 days\Frozen 60 days\Ambient 48hrs | Wednesday | 1 - 8 days | 12 days |  | Yes
ZW242 | Cytomegalovirus by Qualitative PCR | 0060040 | 290 | 87496 | ARUP Laboratories | Submit only one of the following: - REQUIRED: Specimen source Specimen Type: Bone marrow aspirate Container/Tube: Lavender (EDTA) or pink (K2EDTA) Specimen Volume: 1 mL Collection Instructions: Transfer 1 mL bone marrow to a sterile container. Ship Frozen Min Vol: 0.5 mL Stability: Frozen 7 days/Refrig 7 days/Ambient 7 days Specimen Type: Amniotic Fluid, Bronchoalveolar lavage (BAL), CSF, Ocular Fluid, Urine Collection Container/Tube: Sterile container Specimen Volume: 1 mL Collection Instructions: Transfer 1 mL Amniotic fluid, BAL, CSF, ocular fluid, or urine to a sterile container. Ship Frozen Min Vol: 0.5 mL Stability: Frozen 3 months/Refrig 72hrs/Ambient NO Specimen Type: Tissue Container/Tube: Sterile container Specimen Volume: N/A Collection Instruction: Transfer to a sterile container and freeze immediately. Ship Frozen Stability: Frozen 3 months/Refrig NO/Ambient NO | See individual specimen types | Sunday-Saturday | 1-3 days | 6 days |  | Yes
ZW242 | Cytomegalovirus Drug Resistance by Next Generation Sequencing, Ganciclovir, Foscarnet, Cidofovir, Maribavir, and Letermovir | 3004615 | 960 | 87910, 87900 | ARUP Laboratories | Specimen Type: Plasma Container/Tube: Lavender (EDTA), pink (K2EDTA), or plasma preparation tube Specimen Volume: 3 mL Collection Instruction: Separate plasma from cells within 24 hours. Transfer 3 mL plasma to a Standard Transport Tube. Ship Frozen -Note: If available, please submit the following: most recent viral load and test date; information on current or past drug therapy. Min Vol: 2.5 mL | Frozen 30 days/Refrigerated 72hrs/Ambient NO | Sunday-Saturday | 3-9 days | 13 days |  | Yes
ZW242 | Drug Detection Panel, Umbilical Cord Tissue, Qualitative | 2006621 | 332.5 | 80326, 80347, 80364, 80355 (Alt code: G0481) | ARUP Laboratories | Specimen Type: Umbilical Cord Container/Tube: Routine urine collection cup, or Security Kit for Meconium/Umbilical Drug Detection Specimen Volume: At least 8 inches, approximately the width of a sheet of paper. Collection Instruction: Drain and discard any blood. Rinse the exterior of the cord segment with normal saline or water. Pat the cord dry and transport at least 8 inches of umbilical cord in a routine urine collection cup or Security Kit for Meconium/Umbilical Drug Detection. Ship Refrigerated Min Vol: At least 8 inches | Refrigerated 21 days/Frozen 365 days\Ambient 7 days | Sunday through Saturday | 1 - 3 days | 7 days |  | Yes
ZW242 | Drug Profile, Screen with Reflex to Quantitation, Serum or Plasma | 0092420 |  | 80307 - Screen 80349-Cannabinoids (if appropriate) 80353-Cocaine (if appropriate) 80361/80365-Opiates (if appropriate) 83992-Phencyclidine (if appropriate) 80324/80359-Amphetamines (if appropriate) 80345-Barbiturates (if appropriate) 80346-Benzodiazepines (if appropriate) 80358-Methadone & Metabolite (if appropriate) 80348-Buprenorphine and Metabolite, S/P, Quant (if appropriate) 80354-Fentanyl and Metabolite (if appropriate) (Reflexed Alt Code: G0480 ) | ARUP Laboratories | Submit only one of the following: Specimen Type: Plasma Container/Tube: Gray (sodium fluoride/potassium oxalate) Acceptable: Green (sodium heparin), lavender (EDTA), or pink (K2EDTA). Specimen Volume: 4 mL Collection Instruction: Remove plasma from cells ASAP or within 2 hours of collection. Transfer 4 mL plasma to a Standard Transport Tube. Ship Refrigerated. Min Vol: 3 mL Specimen Type: Serum Container/Tube: Plain red Specimen Volume: 4 mL Collection Instruction: Remove serum from cells ASAP or within 2 hours of collection. Transfer 4 mL serum to a Standard Transport Tube. Ship Refrigerated. Min Vol: 3 mL Note: Cocaine and cocaethylene are more stable in fluoride-preserved plasma than serum. | Refrigerated 14 days/Ambient 7 days/Frozen 3 years | Sunday through Saturday | 1 - 2 days, If reflexed add 1-8 days | 8 days | Screen fee: $149.00 If screen is positive specimens are automatically confirmed at an additional charge by drug as follows: Amphetamines/Methamphetamines, S/P, Quant = $145.00 Barbiturates, Confirmation = $150.00 Benzodiazepines, S/P, Quant = $150.00 THC Metabolite/Cannabinoids, S/P, Quant = $115.00 Cocaine Met, S/P, Quant= $115.00 Methadone and Met, S/P, Quant = $115.00 Opiates/Oxycodone, Serum or Plasma, Quant = $130.00 Phencyclidine (PCP), S/P, Quant = $150.00 Buprenorphine and Metabolite, S/P, Quant=$185.00 Fentanyl and Metabolite, Quant=$110.00 | Yes
ZW242 | F-Actin (Smooth Muscle) Antibody, IgA | 0051724 | 203.3 | 86015 | ARUP Laboratories | Specimen Type: Serum Container/Tube: Serum separator tube Specimen Volume: 0.5 mL Collection Instruction: Transfer 0.5 mL serum to a Standard Transport Tube. Ship Refrigerated Min Vol: 0.3 mL | Refrigerated 14 days\Frozen 365 days\Ambient 48 hours | Tuesday | 1 - 8 days | 12 days |  | Yes
ZW242 | Hemoglobin, Urine | 0020221 | 78.35 | 83069 | ARUP Laboratories | Specimen Type: Random Urine Container/Tube: Standard Transport Tube Specimen Volume: 4 mL Collection Instruction: Centrifuge and separate urine from cells and other sediment. Transfer 4 mL aliquot of supernatant to a Standard Transport Tube. Ship Frozen Min Vol: 0.7 mL | Frozen 30 days\Refrigerated NO\Ambient NO | Sunday through Saturday | 1-3 days | 7 days |  | Yes
ZW242 | Hepatitis B Virus Core Antibody, IgM | 0020092 | 86 | 86705 | ARUP Laboratories | 1 mL Serum | Refrigerate- 1 week Frozen - Indefinitely (avoid repeated freeze/thaw cycles) | Upon Receipt | 24 hours | 3 |  | Yes
ZW242 | Hepatitis C Virus High-Resolution Genotype by Sequencing | 2006898 | 330 | 87902 | ARUP Laboratories | Specimen Type: Plasma Container/Tube: Lavender (EDTA), pink (K2EDTA), plasma preparation tube Specimen Volume: 2 mL Collection Instruction: Separate plasma from cells. Transfer 2 mL plasma to a Standard Transport Tube. Ship Frozen Note: Please submit most recent viral load and test date if available. Min Vol: 0.5 mL Specimen Type: Serum Container/Tube: serum separator tube (SST) Specimen Volume: 2 mL Collection Instruction: Separate serum from cells. Transfer 2 mL serum to a Standard Transport Tube. Ship Frozen Note: Please submit most recent viral load and test date if available. Min Vol: 0.5 mL | Frozen 4 months\Refrigerated 72 hrs\Ambient NO | Sunday through Saturday | 5 - 8 days | 12 days |  | Yes
ZW242 | Hyaluronic Acid Serum | 0081138 | 335 | 83520 | ARUP Laboratories | Submit only one of the following: Specimen Type: Serum Container/Tube: Serum separator tube Specimen Volume: 2 mL Collection Instruction: Allow serum specimen to clot completely at room temperature. Separate serum from cells ASAP or within 2 hours of collection. Transfer 2 mL serum to a Standard Transport Tube. Ship Refrigerated Min Vol: 0.5 mL Specimen Type: Plasma Container/Tube: Green (sodium or lithium heparin), lavender (EDTA), or pink (K2EDTA) Specimen Volume: 2 mL Collection Instruction: Allow plasma specimen to clot completely at room temperature. Separate plasma from cells ASAP or within 2 hours of collection. Transfer 2 mL plasma to a Standard Transport Tube. Ship Refrigerated Min Vol: 0.5 mL | Refrigerated 14 days\Frozen 365 days\Ambient 24 hours | Tuesday | 1 - 9 days | 13 days |  | Yes
ZW242 | Hypersensitivity Pneumonitis 1 | 3006065 | 113.2 | 86331/x3; 86606/x2 | ARUP Laboratories | Specimen Type: Serum Container/Tube: Serum separator tube Specimen Volume: 1 mL Collection Instruction: Separate serum from cells ASAP or within 2 hours of collection. Transfer 1 mL serum to a Standard Transport Tube. Ship Refrigerated Min Vol: 0.15 mL Avoid repeated freeze/thaw cycles | Refrigerated 14 days/Frozen 365 days/Ambient 48hrs | Sunday-Saturday | 3-7 days | 11 days |  | Yes
ZW242 | Immunoglobulin G, CSF | 3003485 | 52 | 82784 | ARUP Laboratories | Specimen Type: CSF Container/Tube: Standard Transport Tube Specimen Volume: 1 mL Collection Instruction: Centrifuge and separate to remove cellular material. Transfer 1 mL CSF to a Standard Transport Tube. Ship Refrigerated Min Vol: 0.5 mL | Refrigerated 30 days/Frozen 180 days/Ambient NO | Sunday - Saturday | 1-3 day | 7 days |  | Yes
ZW242 | Immunoglobulin M, CSF | 0050356 | 55 | 82784 | ARUP Laboratories | Specimen Type: CSF Container/Tube: Standard Transport Tube Specimen Volume: 1 mL Collection Instruction: Centrifuge and separate to remove cellular material. Transfer 1 mL CSF to an ARUP Standard Transport Tube. Ship Refrigerated Min Vol: 0.5 mL | Refrigerated 30 days/Frozen 180 days/Ambient NO | Sunday - Saturday | 1-5 days | 9 days |  | Yes
ZW242 | Influenza A (H5) Virus by Qualitative NAAT | 3018970 | 255 | 87502 | ARUP Laboratories | Collect: Respiratory swab or conjunctival swab. Specimen Preparation: Place swab in viral transport media, ship Frozen. | Ambient 2 days/Refrig 5 days/Frozen 28 days | Sun-Sat | 1-3 days |  |  | No
ZW242 | Inhibin A ( Dimer ) | 0070137 | 128.5 | 86336 | ARUP Laboratories | Specimen Type: Serum Container/Tube: Serum Separator Tube (SST) Specimen Volume: 1 mL Collection Instruction: Transfer 1 mL serum to a Standard Transport Tube. Ship Refrigerated -Note: Fasting specimens are recommended, but not required. Min Vol: 0.5 mL -Avoid repeated freeze/thaw cycles | Refrigerated 14 days/Frozen 365 days/Ambient 72hrs | Sunday through Saturday | 1-2 days | 6 days |  | Yes
ZW242 | Interferon gamma , Serum | 0051531 | 130 | 83520 | ARUP Laboratories | Specimen Type: Serum Container/Tube: Serum separator tube, or plain red Specimen Volume: 1 mL Collection Instruction: Separate serum from cells ASAP or within 2 hours of collection. Transfer 1 mL serum to a Standard Transport Tube. Ship Frozen -Note: CRITICAL FROZEN. Separate specimens must be submitted when multiple tests are ordered. Min Vol: 0.4 mL | Frozen 365 days/Ambient 30 mins/Refrigerated NO | Sunday - Saturday | 1-4 days | 8 days |  | Yes
ZW242 | Japanese Encephalitis Virus Antibodies, IgG and IgM by ELISA | 2005689 | 335 | 86790 x2 | ARUP Laboratories | Specimen Type: Serum Container/Tube: Serum separator tube Specimen Volume: 0.5 mL Collection Instruction: Separate serum from cells ASAP or within 2 hours of collection. Transfer 0.5 mL serum to a Standard Transport Tube. Ship Refrigerated. Min Vol: 0.15 mL -Avoid repeated freeze/thaw cycles | Refrigerated 14 days\Frozen 180 days\Ambient 48hrs | Thursday | 1-8 days | 12 days |  | Yes
ZW242 | LipoFit by NMR | 2013716 | 90 | 83704; 80061 | ARUP Laboratories | Specimen Type: Serum Container/Tube: Greiner Bio-One Clot Activator Tube (ARUP supply #54325) Acceptable: Plain Red Specimen Volume: 4 mL Collection Instruction: Gently invert tube to mix contents; allow to clot at room temperature. Separate from cells within 8 hours. Transfer 4 mL serum to a Standard Transport Tube. Ship Refrigerated Min Vol: 2 mL | Refrigerated 14 days/Ambient 24 hrs/Frozen NO | Sunday through Saturday | 3-6 days | 10 days |  | Yes
ZW242 | Liver Cytosolic Antigen Type 1 (LC-1) Antibody, IgG | 2010711 | 325 | 84182 | ARUP Laboratories | Specimen Type: Serum Container/Tube: Serum Separator Tube or Plain Red top tube Specimen Volume: 1 mL Collection Instruction: Send 1 mL serum in a Standard Transport Tube. Ship Refrigerated. Min Vol: 0.3 mL | Refrigerated 14 days; Frozen 365 days/Ambient 48hrs | Tuesday | 1-8 days | 12 days |  | Yes
ZW242 | Maternal Screening, Sequential, Specimen #1, hCG, PAPP-A, NT, | 3000146 | 135 | 81508 | ARUP Laboratories | Submit with Maternal Serum Testing History form Collect: Serum separator tube (SST) or plain red. Separate from cells ASAP or within 2 hours of collection. Transfer 3 mL serum to an ARUP Standard Transport Tube. Ship Refrigerated (Min: 1 mL) | Refrigerated 2 weeks/ Frozen 1Year/ Ambient 72 hours | Sun- Sat | 2-4 days | 8 days |  | Yes
ZW242 | Maternal Screening, Sequential, Specimen #2, Alpha Fetoprotein, hCG, Estriol, and Inhibin A | 3000148 | 160 | 81511 | ARUP Laboratories | Collect: Serum Separator Tube (SST) or Plain Red. Separate from cells ASAP or within 2 hours of collection. Transfer 3 mL serum to an ARUP Standard Transport Tube. Ship Refrigerated (Min: 1 mL) | Refrigerated 2 weeks/ Frozen 1Year/ Ambient 72 hours | Sun-Sat | 2 days | 8 days |  | Yes
ZW242 | Maternal Serum Screen, First Trimester, hCG, PAPP-A, NT | 3000145 | 191 | 81508 | ARUP Laboratories | Completed Maternal Patient History Form is required. Collect: Serum separator tube (SST) or plain red. Separate from cells ASAP or within 2 hours of collection. Transfer 3 mL serum to an ARUP Standard Transport Tube. Ship Refrigerated (Min: 1 mL) | Refrigerated 2 weeks/ Frozen 1Year/ Ambient 72 hours | Sun- Sat | 2-4 days | 8 days |  | Yes
ZW242 | Neutrophil-Associated Antibodies | 0055506 | 235 | 86021 | ARUP Laboratories | Specimen Type: Serum Container/Tube: Plain red or serum separator tube. Specimen Volume: 3 mL Collection Instruction: Remove serum from cells ASAP or within 2 hours of collection. Transfer 3 mL serum to a Standard Transport Tube and freeze. Ship Frozen. Min Vol: 0.5 mL CRITICAL FROZEN. Separate specimens must be submitted when multiple tests are ordered. | Frozen 30 days\Refrig NO\Ambient NO | Monday, Thursday | 1-5 days | 9 days |  | Yes
ZW242 | Non-Alcoholic Fatty Liver Disease Susceptibility (PNPLA3) Genotyping | 2014599 | 385 | 81479 | ARUP Laboratories | Complete and submit with sample: Informed Consent for Genetic Testing (required for NY patients). Specimen Type: Whole Blood Container/Tube: Lavender (EDTA) Specimen Volume: 3 mL Collection Instruction: Transport 3 mL whole blood. Ship Refrigerated Min Vol: 1 mL | Refrig 7 days/Frozen 30 days/Ambient 72hrs | Sunday through Saturday | 7-10 days | 14 days |  | Yes
ZW242 | Occult Blood, Gastric | 0060310 | 48.6 | 82271; 83986 | ARUP Laboratories | Specimen Type: Gastric Fluid Container/Tube: Standard Transport Tube Specimen Volume: 1 mL Collection Instruction: Transfer 1 mL gastric fluid to a Standard Transport Tube. Ship Refrigerated -Patient Preparation: Limit ingestion of raw fruits and vegetables and incompletely cooked meat. Min Vol: 0.5 mL | Refrigerated 5 days\Ambient 24hrs\Frozen NO | Sunday through Saturday | 1 day | 5 days |  | Yes
ZW242 | Primary Antibody Deficiency Panel, Sequencing and Deletion/Duplication | 2011156 | 2687.75 | 81403; 81404; 81405; 81406; 81408; 81479 | ARUP Laboratories | Complete and submit with sample: Patient History for Primary Antibody Deficiency Genetic Testing Specimen Type: Whole Blood Container/Tube: Lavender or pink (EDTA) Acceptable: Yellow (ACD solution A or B) Specimen Volume: 3 mL Collection Instruction: Transport 3 mL whole blood. Ship Refrigerated Min Vol: 3 mL | Refrigerated 7 days\Ambient 72 hrs\Frozen NO | Varies | 14-21 days | 28 days |  | No
ZW242 | Protein, Total, Body Fluid | 0020502 | 54.55 | 84157 | ARUP Laboratories | NOTE: Specimen source must be provided. Specimen Type: Pericardial, Peritoneal/Ascites, Pleural, or Synovial fluid. Container/Tube: Standard Transport Tube Specimen Volume: 1 mL Collection Instruction: Centrifuge to remove cellular material. Transfer 1 mL body fluid to an ARUP Standard Transport Tube. Ship Frozen Min Vol: 0.2 mL | Frozen 180 days/Refrigerated 72hrs/Ambient 4hrs | Sunday-Saturday | 1 day | 5 days |  | Yes
ZW242 | Pseudocholinesterase, Dibucaine Inhibition | 0020159 | 93.65 | 82638, 82480 | ARUP Laboratories | Submit only one of the following: Specimen Type: Plasma Container/Tube: Green (sodium or lithium heparin), lavender (EDTA), or pink (K2EDTA) Specimen Volume: 1 mL Collection Instruction: Allow specimen to clot completely at room temperature. Separate plasma from cells ASAP or within 2 hours of collection. Transport 1 mL plasma. Ship Refrigerated NOTE: Specimen must be drawn prior to surgery or more than two days following surgery. Do not draw in recovery room. Min Vol: 0.25 mL Specimen Type: Serum Container/Tube: Serum separator tube Specimen Volume: 1 mL Collection Instruction: Allow specimen to clot completely at room temperature. Separate serum from cells ASAP or within 2 hours of collection. Transport 1 mL serum. Ship Refrigerated NOTE: Specimen must be drawn prior to surgery or more than two days following surgery. Do not draw in recovery room. Min Vol: 0.25 mL | Refrigerated 7 days/Frozen 90 days/Ambient 4hrs | Monday - Friday | 1-5 days | 9 days |  | Yes
ZW242 | Relapsing Fever Borrelia Species by PCR | 3000010 | 255 | 87798 | ARUP Laboratories | Specimen Type: Whole Blood Container/Tube: Lavender (K2EDTA) or Pink (K2EDTA) Specimen Volume: 1 mL Collection Instruction: Transport 1 mL whole blood. Ship Refrigerated -NOTE: Specimen source required Min Vol: 0.5 mL | Refrigerated 5 days/Frozen 7 days/Ambient 24hrs | Sun-Sat | 1-3 days | 7 days |  | Yes
ZW242 | Rheumatoid Factor, Body Fluid | 2003347 | 53 | 86431 | ARUP Laboratories | Specimen Type: CSF, Pericardial, Pleural, or Synovial fluid. Container/Tube: Standard Transport Tube Specimen Volume: 1 mL Collection Instruction: Centrifuge to remove cellular material. Transfer 1 mL body fluid to an ARUP Standard Transport Tube. Ship Refrigerated -NOTE: Specimen source must be provided. Min Vol: 0.5 mL -Should not be thawed more than once | Refrigerated 7 days/Frozen 30 days/Ambient 24hrs | Sunday-Saturday | 1 day | 5 days |  | No
ZW242 | S100B, CSF | 2013358 | 195 | 83520 | ARUP Laboratories | Specimen Type: CSF Container/Tube: Standard Transport Tube Specimen Volume: 1 mL Collection Instruction: Transport 1 mL CSF in an ARUP Standard Transport Tube. Ship Frozen Min Vol: 0.5 mL | Frozen 30 days/Refrigerated 7 days/Ambient 4hrs | Tuesday | 1-8 days | 12 days |  | Yes
ZW242 | Soluble Mesothelin Related Peptides (MESOMARK) | 0081284 | 138 | 86316 | ARUP Laboratories | Specimen Type: Serum Container/Tube: Serum Separator Tube (SST) or Plain Red Specimen Volume: 0.2 mL Collection Instruction: Allow specimen to clot completely at room temperature. Transfer 0.2 mL serum to a Standard Transport Tube. Ship Frozen Min Vol: 0.1 mL | Frozen 90 days\Refrig 24 hours\Ambient NO | Thursday | 1 - 8 days | 12 days |  | Yes
ZW242 | Succinylacetone, Quantitative, Urine | 2007401 | 230 | 83921 | ARUP Laboratories | Complete and submit with sample: Biochemical Genetic Testing Patient History Form -Clinical information is needed for appropriate interpretation. Submit age, gender, diet (e.g., TPN therapy), drug therapy, and family history on a Biochemical Genetics Patient History Form. Specimen Type: Random Urine (First morning urine is preferred) Container/Tube: Standard Transport Tube Specimen Volume: 1 mL Collection Instruction: Transfer 1.0 mL urine to a Standard Transport Tube and freeze immediately. Ship Frozen -CRITICAL FROZEN. Separate specimens must be submitted when multiple tests are ordered. Min Vol: 0.3 mL | Frozen 30 days/Refrigerated 24hrs/Ambient NO | Varies | 4-12 days | 16 days |  | Yes
ZW242 | Titin Antibody | 2005636 | 230 | 83516 | ARUP Laboratories | Specimen Type: Serum Container/Tube: Plain Red or Serum Separator Tube (SST) Specimen Volume: 1 mL Collection Instruction: Separate from cells ASAP or within 2 hours of collection. Transfer 1 mL serum to a Standard Transport Tube. Ship Refrigerated Min Vol: 0.5 mL - Avoid multiple freeze/thaw cycles | Refrigerated 7 days\Frozen 30 days\Ambient 72hrs | Thursday | 1 - 8 days | 12 days |  | Yes
ZW242 | TPSAB1 Copy Number Analysis by ddPCR | 3017399 | 235 | 81479 | ARUP Laboratories | Submit: 5 mL whole blood (EDTA or sodium heparin), ship Refrig. or Submit: 3 mL bone marrow (EDTA or sodium heparin), ship Refrig. | Refrig 7 days/Frozen NO | Upon Receipt | 10-14 days | 21 |  | No
ZW242 | Trypsin, Serum | 3016694 | 95 | 83519 | ARUP Laboratories | Specimen Type: Serum Container/Tube: Serum separator tube (SST) or plain red Specimen Volume: 1 mL Collection Instruction: Allow specimen to clot for 15-20 minutes at room temperature. Separate from cells ASAP or within 2 hours of collection. Transfer 1 mL serum to a standard transport tube. Ship Frozen Min Vol: 0.3 mL | Frozen 90 days/Refrigerated 24hrs/Ambient 2hrs | Tue, Fri | 1-5 days | 10 days |  | No
ZW242 | Urea Clearance | 2005207 | 73.25 | 84545 | ARUP Laboratories | 2 specimens required: Urine AND serum/plasma Specimen Type: 24-hour Container/Tube: Standard Transport Tube Specimen Volume: 3 mL Collection Instruction: Transfer one 3 mL aliquot of urine from a well-mixed 24-hour collection to a Standard Transport Tube. Ship Refrigerated -NOTE: Record total volume and collection time interval Min Vol: 0.5 mL Specimen Type: Serum or Plasma Container/Tube: Plasma Separator Tube (PST) or Serum Separator Tube (SST) Specimen Volume: 1 mL Collection Instruction: Transfer 1 mL serum or plasma to a Standard Transport Tube. Must be collected within 48hrs of initiating urine collection. Ship Refrigerated Min Vol: 0.2 mL | Refrigerated 7 days/Frozen 30 days/Ambient 48hrs | Sunday through Saturday | 1 day | 5 days |  | Yes
ZW242 | Urea Nitrogen, Urine | 0020480 | 49 | 84540 | ARUP Laboratories | Specimen Type: 24-hour urine with no additive. Acceptable: Random Urine Container/Tube: Standard Transport Tube Specimen Volume: 3 mL Collection Instruction: Transfer 3 mL aliquot from a well-mixed 24-hour collection to an ARUP Standard Transport Tube. Ship Refrigerated. -Refrigerate during collection. -Record total volume and collection time interval Min Vol: 0.5 mL | Refrigerated 7 days\Frozen 30 days\Ambient 48hrs | Sunday through Saturday | 1 day | 5 days |  | Yes
ZW246 | Glutaric w/Creatinine, Urine | LAB6743 | 380 | 82542, 82570 | Children's Hospital Colorado | Complete and submit with sample: Biochemical Genetics Lab Requisition Specimen Type: Random Urine Container/Tube: Sterile Cup Specimen Volume: 4 mL Collection Instruction: Random urine, morning specimen preferred, no preservatives. Ship Frozen Min Vol: 1.5 mL Limitations: May be elevated by medium chain triglycerides in diet. | Frozen OK/Refrigerated NO/Ambient NO | Monday through Friday | 5 - 7 days | 11 days |  | No
ZW246 | Phosphoethanolamine, Urine | LAB6893 | 285 | 82131, 82570 | Children's Hospital Colorado | Complete and submit with specimen: Biochemical Genetics Lab Requisition Specimen Type: Urine Container/Tube: Sterile container Acceptable: May squeeze from cotton balls placed in diaper. No preservatives Specimen Volume: 2 mL Collection Instruction: Submit 2 mL random urine, morning specimen preferred. Freeze immediately after collection without preservative. Ship Frozen Min Vol: 1 mL | Frozen OK/Refrigerated NO/Ambient NO | Monday through Friday | 4 days | 49 days |  | No
ZW246 | Pyruvate Dehydrogenase Enz, FIB | LAB7085 | 1825 | 0656U | Children's Hospital Colorado | Complete and submit with sample: Mitochondrial Laboratory Requisition Collect: Two T-25 flasks containing confluent fibroblasts (with plug-seal caps, completely filled with media). Ship Ambient NOTE: -Fibroblasts must be mycoplasma free and grown only in fetal calf serum of US origin (please provide documentation of any previous mycoplasma testing results) -If Mycoplasma testing is not performed by client then it will be performed at CHCO for an additional charge. -Include the passage number (if known) and any relevant information about the patient | Ambient 7days | Upon receipt | 90 days | 104 |  | No
ZW246 | Trimethylamine [TMA] & TMA n-oxide [TMAO], Urine [quant] | LAB6949 | 560 | 0256U, 82570 | Children's Hospital Colorado | Complete and submit with specimen(s): Biochemical Genetics Lab Requisition Form NOTE: The lab recommends two urine specimens (pre- and post -choline load), but one post-choline load is sufficient; if two specimens are collected, they need to be under separate orders. Specimen Type: Urine Container/Tube: Sterile container Specimen Volume: 3 mL Min Vol: 1 mL Collection Instruction: -Pre-choline load specimen: A volume of 1-5 mL of morning void urine, collected when the patient is easting an unrestricted diet and odor is present. Clearly label the container "Pre" and indicate the date and time the collection is taken. Acidify the specimen to pH=4.0 if possible (preferred but not required), FREEZE IMMEDIATELY, and store frozen until shipped with the second specimen if being collected. -Post-choline load specimen: A volume of 1-5 mL of morning void urine, should be collected about 12 hours AFTER the patient has ingested choline bitartrate with a glass of orange juice or water [5 gm (5000 mg) of choline bitartrate for patients >12 years and weighing more than 54 kg (120 lbs); 2.5 gm (2500 mg) for patients aged >12 years and weighing 54 kg (120 lbs) or less.]. Ingestion of a choline load may cause stomach upset in some patients and is not recommended for patients age <12 years. A heavy meal of choline-rich foods may be substituted for the ingestion of choline bitartrate in patients age <12 years. Clearly label the container "Post" and indicate the date and time the collection is taken. Acidify the specimen to pH=4.0 if possible (preferred but not required), FREEZE IMMEDIATELY, and store frozen until shipping. -Acidification of the urines to pH=4 is preferred, although not necessary. -Fill containers to no more than 2/3 of capacity (to account for expansion of the urines, when frozen) | Frozen OK/Refrigerated NO/Ambient NO | Run once every 3 weeks (day varies) | 3 weeks | 28 days |  | No
ZW278 | Anti Merkel Cell Panel | AMERK |  | 0058U if reflexed to Anti Merkel Viral Capsid Screen a CPT of 0059U is also included | University of Washington Medical Center (UWCI-Clinical Immunology) | Complete and submit with specimen: AMERK Requisition Form Specimen Type: Serum Container/Tube: Red Top or SST tube Specimen Volume: 2 mL Collection Instruction: Collect 6 mL blood in Red top or SST tube. Centrifuge and separate within 4 hours of collection and send 2 mL serum. Ship Refrigerated Min Vol: 0.5 mL | Refrigerated 7 days\Ambient 7 days\Frozen OK | Monday | 3 - 4 weeks | 35 | Anti Merkel Cell Panel total base fee: $403.48 If reflexed to Anti Merkel Viral Capsid Screen: please add an additional charge of $368.48 for a total fee of $771.96 | No
ZW280 | Cryptococcus DNA detection by PCR | CRYDNA | 405.57 | 87801 | University of Washington Medical Center (Molecular Diagnosis Clinical Microbiology Lab) | Complete and submit with specimen(s): Molecular Microbiology Order Form Submit one of the following: Specimen Type: Fresh tissue Container/Tube: Should be collected into a DNA free container labeled with at least two identifiers and be submitted and maintained on dry ice. Specimen Volume: 0.3 – 1.0 cm^3 Collection Instruction: More than 1 cm of solid tissue will not be processed. Ship frozen. Min Vol: Specimens below optimal quantity are acceptable for testing, however, diagnostic yield is generally proportional to specimen size. Specimen Type: Fluid Container/Tube: DNA free container Specimen Volume: 0.2 – 1 mL Collection Instruction: Any body fluid is acceptable if not listed under Rejection Criteria. Common examples include cerebrospinal fluid, pleural fluid, pericardial fluid, bronchial lavage, joint fluid, bone marrow, vitreous fluid, etc. Ship frozen. Min Vol: 0.2 mL Specimen Type: Formalin Fixed Paraffin-embedded tissues (FFPE, PET) Container/Tube: blocks, scrolls, and unstained slides. Specimen Volume: Blocks are preferred over scrolls/unstained slides and will be sent back to client upon completion of testing. Scrolls/unstained slides: cross-sectional area >1cm^2 send 10 sections of 10µm thickness, if <1 cm^2 send 20 sections if available. Collection Instruction: Blocks can be sent ambient or with ice packs during warmer summer months to prevent melting, otherwise, ship ambient. Min Vol: Specimens below optimal quantity are acceptable for testing; however, diagnostic yield is generally proportional to specimen size. Note: Fresh tissue is the optimal specimen of choice, as it reduces the chance of introducing exogenous DNA templates or microorganisms during embedding/fixation. Formalin fixation dramatically reduces the sensitivity of the assays due to reduced template yield and quality. | Fresh tissue/fluid: Frozen 7 days/Refrigerated NO/Ambient NO FFPE: Ambient OK | Monday-Friday | 3-4 days | 8 days |  | No
ZW282 | HIV_2 RNA Quantitation | HIV2VL | 357.04 | 87539 | University of Washington Medical Center (UW Virology Dept of Lab Medicine) | Complete and submit with sample: Virology Test Requisition Specimen Type: Plasma Container/Tube: EDTA (purple top) tube Acceptable: EDTA (pearl top) PPT tube Specimen Volume: 3 - 4 mL Collection Instruction: Collect 10 mL blood in EDTA purple top tube. Centrifuge within 6 hours of collection and aliquot 3-4 mL plasma into a plastic aliquot tube. Ship Frozen Pearl top tube: Collect 8.5 mL and centrifuge within 6 hours of collection. Ship Frozen Min Vol: 2 mL | Frozen 3 months/Refrigerated NO/Ambient NO | Once every 2 weeks | 3 weeks | 39 days |  | No
ZW282 | HSV Acyclovir Drug Resistance by Sanger Sequencing | HSVDR | 840.38 | 87900 | University of Washington Medical Center (UW Virology Dept of Lab Medicine) | Complete and submit with sample: UW Medicine-Virology Requisition Submit one of the following: Specimen Type: Serum Container/Tube: Red top tube or SST Specimen Volume: 1.5 mL Collection Instruction: Draw blood in a plain red-top tube(s), SST is acceptable. Centrifuge within 24hrs of collection and send 1.5 mL serum. Ship Frozen Min Vol: 1 mL Specimen Type: Plasma Container/Tube: Lavender top tube (EDTA) or PPT tube Specimen Volume: 1.5 mL Collection Instruction: Draw blood in a Lavender top tube (EDTA) or PPT tube. Centrifuge within 24hrs of collection and send 1.5 mL plasma. Ship Frozen Min Vol: 1 mL Specimen Type: CSF/BAL Container/Tube: Sterile container Specimen Volume: 1.5 mL Collection Instruction: Freeze within 2 hours of collection. If CSF has cells, centrifuge and aliquot clear CSF. Ship Frozen Min Vol: 1 mL Swabs are acceptable 1.5 mL VTM. Ship Frozen | Frozen OK/Refrigerated 48hrs/Ambient NO | Wednesday | 2 weeks | 24 days |  | No
ZW288 | Azithromycin | AZL | 110 | 80299 | UF Health Pathology Laboratories | Complete and submit with specimen: Infectious Disease Pharmacokinetics Laboratory Requisition Note: Submit a separate requisition for each sample collection time and record the date/time and dosage taken. Specimen Type: Serum Container/Tube: Plain red top tube Specimen Volume: 1 mL Collection Instruction: Collect in a plain red top tube at the appropriate times. Centrifuge and transfer serum into a polypropylene or similar plastic tube. Ship Frozen Note: Avoid gel / serum separator / gold tubes Min Vol: 0.5 mL or Specimen type: Plasma Container/Tube: Plain green top tube Specimen Volume: 1 mL Collection Instruction: Collect in a plain green top tube at the appropriate times. Green top tubes can be centrifuged right away and transfer plasma into a polypropylene or similar plastic tube.. Ship Frozen Min Vol: 0.5 mL or Specimen Type: CSF Container/Tube: Standard Transport Tube Specimen Volume: 1 mL Collection Instruction: Transfer 1 mL CSF in sterile plastic container. Ship Frozen Min Vol: 0.5 mL | Frozen OK\Refrigerated NO\Ambient NO | Batched | 7 days | 14 days |  | No
ZW288 | Bedaquiline | BDQ | 110 | 80299 | UF Health Pathology Laboratories | Complete and submit with specimen: Infectious Disease Pharmacokinetics Laboratory Requisition Note: Submit a separate requisition for each sample collection time and record the date/time and dosage taken. Specimen Type: Serum Container/Tube: Plain red top tube Specimen Volume: 1 mL Collection Instruction: Collect in a plain red top tube at the appropriate times. Centrifuge and transfer serum into a polypropylene or similar plastic tube. Ship Frozen Note: Avoid gel / serum separator / gold tubes Min Vol: 0.5 mL or Specimen type: Plasma Container/Tube: Plain green top tube Specimen Volume: 1 mL Collection Instruction: Collect in a plain green top tube at the appropriate times. Green top tubes can be centrifuged right away and transfer plasma into a polypropylene or similar plastic tube.. Ship Frozen Min Vol: 0.5 mL or Specimen Type: CSF Container/Tube: Standard Transport Tube Specimen Volume: 1 mL Collection Instruction: Transfer 1 mL CSF in sterile plastic container. Ship Frozen Min Vol: 0.5 mL | Frozen OK\Refrigerated NO\Ambient NO | Batched | 7 days | 14 days |  | No
ZW288 | Bictegravir | BIC | 110 | 80299 | UF Health Pathology Laboratories | Complete and submit with specimen: Infectious Disease Pharmacokinetics Laboratory Requisition Note: Submit a separate requisition for each sample collection time and record the date/time and dosage taken. Specimen Type: Serum Container/Tube: Plain red top tube Specimen Volume: 1 mL Collection Instruction: Collect in a plain red top tube at the appropriate times. Centrifuge and transfer serum into a polypropylene or similar plastic tube. Ship Frozen Note: Avoid gel / serum separator / gold tubes Min Vol: 0.5 mL or Specimen type: Plasma Container/Tube: Plain green top tube Specimen Volume: 1 mL Collection Instruction: Collect in a plain green top tube at the appropriate times. Green top tubes can be centrifuged right away and transfer plasma into a polypropylene or similar plastic tube.. Ship Frozen Min Vol: 0.5 mL or Specimen Type: CSF Container/Tube: Standard Transport Tube Specimen Volume: 1 mL Collection Instruction: Transfer 1 mL CSF in sterile plastic container. Ship Frozen Min Vol: 0.5 mL | Frozen OK\Refrigerated NO\Ambient NO | Batched | 7 days | 14 days |  | No
ZW288 | Cefazolin | CEFAZ | 110 | 80299 | UF Health Pathology Laboratories | Complete and submit with specimen: Infectious Disease Pharmacokinetics Laboratory Requisition Note: Submit a separate requisition for each sample collection time and record the date/time and dosage taken. Specimen Type: Serum Container/Tube: Plain red top tube Specimen Volume: 1 mL Collection Instruction: Collect in a plain red top tube at the appropriate times. Centrifuge and transfer serum into a polypropylene or similar plastic tube. Ship Frozen Note: Avoid gel / serum separator / gold tubes Min Vol: 0.5 mL or Specimen type: Plasma Container/Tube: Plain green top tube Specimen Volume: 1 mL Collection Instruction: Collect in a plain green top tube at the appropriate times. Green top tubes can be centrifuged right away and transfer plasma into a polypropylene or similar plastic tube.. Ship Frozen Min Vol: 0.5 mL or Specimen Type: CSF Container/Tube: Standard Transport Tube Specimen Volume: 1 mL Collection Instruction: Transfer 1 mL CSF in sterile plastic container. Ship Frozen Min Vol: 0.5 mL | Frozen OK\Refrigerated NO\Ambient NO | Batched | 7 days | 14 days |  | No
ZW288 | Cefepime | CEFE | 110 | 80299 | UF Health Pathology Laboratories | Complete and submit with specimen: Infectious Disease Pharmacokinetics Laboratory Requisition Note: Submit a separate requisition for each sample collection time and record the date/time and dosage taken. Specimen Type: Serum Container/Tube: Plain red top tube Specimen Volume: 1 mL Collection Instruction: Collect in a plain red top tube at the appropriate times. Centrifuge and transfer serum into a polypropylene or similar plastic tube. Ship Frozen Note: Avoid gel / serum separator / gold tubes Min Vol: 0.5 mL or Specimen type: Plasma Container/Tube: Plain green top tube Specimen Volume: 1 mL Collection Instruction: Collect in a plain green top tube at the appropriate times. Green top tubes can be centrifuged right away and transfer plasma into a polypropylene or similar plastic tube.. Ship Frozen Min Vol: 0.5 mL or Specimen Type: CSF Container/Tube: Standard Transport Tube Specimen Volume: 1 mL Collection Instruction: Transfer 1 mL CSF in sterile plastic container. Ship Frozen Min Vol: 0.5 mL | Frozen OK\Refrigerated NO\Ambient NO | Batched | 7 days | 14 days |  | No
ZW288 | Ceftaroline | CTL | 110 | 80299 | UF Health Pathology Laboratories | Complete and submit with specimen: Infectious Disease Pharmacokinetics Laboratory Requisition Note: Submit a separate requisition for each sample collection time and record the date/time and dosage taken. Specimen Type: Serum Container/Tube: Plain red top tube Specimen Volume: 1 mL Collection Instruction: Collect in a plain red top tube at the appropriate times. Centrifuge and transfer serum into a polypropylene or similar plastic tube. Ship Frozen Note: Avoid gel / serum separator / gold tubes Min Vol: 0.5 mL or Specimen type: Plasma Container/Tube: Plain green top tube Specimen Volume: 1 mL Collection Instruction: Collect in a plain green top tube at the appropriate times. Green top tubes can be centrifuged right away and transfer plasma into a polypropylene or similar plastic tube.. Ship Frozen Min Vol: 0.5 mL or Specimen Type: CSF Container/Tube: Standard Transport Tube Specimen Volume: 1 mL Collection Instruction: Transfer 1 mL CSF in sterile plastic container. Ship Frozen Min Vol: 0.5 mL | Frozen OK\Refrigerated NO\Ambient NO | Batched | 7 days | 14 days |  | No
ZW288 | Ciprofloxacin | CIPH | 110 | 80299 | UF Health Pathology Laboratories | Complete and submit with specimen: Infectious Disease Pharmacokinetics Laboratory Requisition Note: Submit a separate requisition for each sample collection time and record the date/time and dosage taken. Specimen Type: Serum Container/Tube: Plain red top tube Specimen Volume: 1 mL Collection Instruction: Collect in a plain red top tube at the appropriate times. Centrifuge and transfer serum into a polypropylene or similar plastic tube. Ship Frozen Note: Avoid gel / serum separator / gold tubes Min Vol: 0.5 mL or Specimen type: Plasma Container/Tube: Plain green top tube Specimen Volume: 1 mL Collection Instruction: Collect in a plain green top tube at the appropriate times. Green top tubes can be centrifuged right away and transfer plasma into a polypropylene or similar plastic tube.. Ship Frozen Min Vol: 0.5 mL or Specimen Type: CSF Container/Tube: Standard Transport Tube Specimen Volume: 1 mL Collection Instruction: Transfer 1 mL CSF in sterile plastic container. Ship Frozen Min Vol: 0.5 mL | Frozen OK\Refrigerated NO\Ambient NO | Batched | 7 days | 14 days |  | No
ZW288 | Clarithromycin | CLART | 110 | 80299 | UF Health Pathology Laboratories | Complete and submit with specimen: Infectious Disease Pharmacokinetics Laboratory Requisition Note: Submit a separate requisition for each sample collection time and record the date/time and dosage taken. Specimen Type: Serum Container/Tube: Plain red top tube Specimen Volume: 1 mL Collection Instruction: Collect in a plain red top tube at the appropriate times. Centrifuge and transfer serum into a polypropylene or similar plastic tube. Ship Frozen Note: Avoid gel / serum separator / gold tubes Min Vol: 0.5 mL or Specimen type: Plasma Container/Tube: Plain green top tube Specimen Volume: 1 mL Collection Instruction: Collect in a plain green top tube at the appropriate times. Green top tubes can be centrifuged right away and transfer plasma into a polypropylene or similar plastic tube.. Ship Frozen Min Vol: 0.5 mL or Specimen Type: CSF Container/Tube: Standard Transport Tube Specimen Volume: 1 mL Collection Instruction: Transfer 1 mL CSF in sterile plastic container. Ship Frozen Min Vol: 0.5 mL | Frozen OK\Refrigerated NO\Ambient NO | Batched | 7 days | 14 days |  | No
ZW288 | Clofazimine | CFH | 110 | 80299 | UF Health Pathology Laboratories | Complete and submit with specimen: Infectious Disease Pharmacokinetics Laboratory Requisition Note: Submit a separate requisition for each sample collection time and record the date/time and dosage taken. Specimen Type: Serum Container/Tube: Plain red top tube Specimen Volume: 1 mL Collection Instruction: Collect in a plain red top tube at the appropriate times. Centrifuge and transfer serum into a polypropylene or similar plastic tube. Ship Frozen Note: Avoid gel / serum separator / gold tubes Min Vol: 0.5 mL or Specimen type: Plasma Container/Tube: Plain green top tube Specimen Volume: 1 mL Collection Instruction: Collect in a plain green top tube at the appropriate times. Green top tubes can be centrifuged right away and transfer plasma into a polypropylene or similar plastic tube.. Ship Frozen Min Vol: 0.5 mL or Specimen Type: CSF Container/Tube: Standard Transport Tube Specimen Volume: 1 mL Collection Instruction: Transfer 1 mL CSF in sterile plastic container. Ship Frozen Min Vol: 0.5 mL | Frozen OK\Refrigerated NO\Ambient NO | Batched | 7 days | 14 days |  | No
ZW288 | Cycloserine | CSH | 110 | 80299 | UF Health Pathology Laboratories | CComplete and submit with specimen: Infectious Disease Pharmacokinetics Laboratory Requisition Note: Submit a separate requisition for each sample collection time and record the date/time and dosage taken. Specimen Type: Serum Container/Tube: Plain red top tube Specimen Volume: 1 mL Collection Instruction: Collect in a plain red top tube at the appropriate times. Centrifuge and transfer serum into a polypropylene or similar plastic tube. Ship Frozen Note: Avoid gel / serum separator / gold tubes Min Vol: 0.5 mL or Specimen type: Plasma Container/Tube: Plain green top tube Specimen Volume: 1 mL Collection Instruction: Collect in a plain green top tube at the appropriate times. Green top tubes can be centrifuged right away and transfer plasma into a polypropylene or similar plastic tube.. Ship Frozen Min Vol: 0.5 mL or Specimen Type: CSF Container/Tube: Standard Transport Tube Specimen Volume: 1 mL Collection Instruction: Transfer 1 mL CSF in sterile plastic container. Ship Frozen Min Vol: 0.5 mL | Frozen OK\Refrigerated NO\Ambient NO | Batched | 7 days | 14 days |  | No
ZW288 | Daptomycin | DAPTO | 110 | 80299 | UF Health Pathology Laboratories | Complete and submit with specimen: Infectious Disease Pharmacokinetics Laboratory Requisition Note: Submit a separate requisition for each sample collection time and record the date/time and dosage taken. Specimen Type: Serum Container/Tube: Plain red top tube Specimen Volume: 1 mL Collection Instruction: Collect in a plain red top tube at the appropriate times. Centrifuge and transfer serum into a polypropylene or similar plastic tube. Ship Frozen Note: Avoid gel / serum separator / gold tubes Min Vol: 0.5 mL or Specimen type: Plasma Container/Tube: Plain green top tube Specimen Volume: 1 mL Collection Instruction: Collect in a plain green top tube at the appropriate times. Green top tubes can be centrifuged right away and transfer plasma into a polypropylene or similar plastic tube.. Ship Frozen Min Vol: 0.5 mL or Specimen Type: CSF Container/Tube: Standard Transport Tube Specimen Volume: 1 mL Collection Instruction: Transfer 1 mL CSF in sterile plastic container. Ship Frozen Min Vol: 0.5 mL | Frozen OK\Refrigerated NO\Ambient NO | Batched | 7 days | 14 days |  | No
ZW288 | Darunavir | DARU | 110 | 80299 | UF Health Pathology Laboratories | Complete and submit with specimen: Infectious Disease Pharmacokinetics Laboratory Requisition Note: Submit a separate requisition for each sample collection time and record the date/time and dosage taken. Specimen Type: Serum Container/Tube: Plain red top tube Specimen Volume: 1 mL Collection Instruction: Collect in a plain red top tube at the appropriate times. Centrifuge and transfer serum into a polypropylene or similar plastic tube. Ship Frozen Note: Avoid gel / serum separator / gold tubes Min Vol: 0.5 mL or Specimen type: Plasma Container/Tube: Plain green top tube Specimen Volume: 1 mL Collection Instruction: Collect in a plain green top tube at the appropriate times. Green top tubes can be centrifuged right away and transfer plasma into a polypropylene or similar plastic tube.. Ship Frozen Min Vol: 0.5 mL or Specimen Type: CSF Container/Tube: Standard Transport Tube Specimen Volume: 1 mL Collection Instruction: Transfer 1 mL CSF in sterile plastic container. Ship Frozen Min Vol: 0.5 mL | Frozen OK\Refrigerated NO\Ambient NO | Batched | 7 days | 14 days |  | No
ZW288 | Dolutegravir | DTG | 110 | 80299 | UF Health Pathology Laboratories | Complete and submit with specimen: Infectious Disease Pharmacokinetics Laboratory Requisition Note: Submit a separate requisition for each sample collection time and record the date/time and dosage taken. Specimen Type: Serum Container/Tube: Plain red top tube Specimen Volume: 1 mL Collection Instruction: Collect in a plain red top tube at the appropriate times. Centrifuge and transfer serum into a polypropylene or similar plastic tube. Ship Frozen Note: Avoid gel / serum separator / gold tubes Min Vol: 0.5 mL or Specimen type: Plasma Container/Tube: Plain green top tube Specimen Volume: 1 mL Collection Instruction: Collect in a plain green top tube at the appropriate times. Green top tubes can be centrifuged right away and transfer plasma into a polypropylene or similar plastic tube.. Ship Frozen Min Vol: 0.5 mL or Specimen Type: CSF Container/Tube: Standard Transport Tube Specimen Volume: 1 mL Collection Instruction: Transfer 1 mL CSF in sterile plastic container. Ship Frozen Min Vol: 0.5 mL | Frozen OK\Refrigerated NO\Ambient NO | Batched | 7 days | 14 days |  | No
ZW288 | Doxycycline | DOXY | 110 | 80299 | UF Health Pathology Laboratories | Complete and submit with specimen: Infectious Disease Pharmacokinetics Laboratory Requisition Note: Submit a separate requisition for each sample collection time and record the date/time and dosage taken. Specimen Type: Serum Container/Tube: Plain red top tube Specimen Volume: 1 mL Collection Instruction: Collect in a plain red top tube at the appropriate times. Centrifuge and transfer serum into a polypropylene or similar plastic tube. Ship Frozen Note: Avoid gel / serum separator / gold tubes Min Vol: 0.5 mL or Specimen type: Plasma Container/Tube: Plain green top tube Specimen Volume: 1 mL Collection Instruction: Collect in a plain green top tube at the appropriate times. Green top tubes can be centrifuged right away and transfer plasma into a polypropylene or similar plastic tube.. Ship Frozen Min Vol: 0.5 mL or Specimen Type: CSF Container/Tube: Standard Transport Tube Specimen Volume: 1 mL Collection Instruction: Transfer 1 mL CSF in sterile plastic container. Ship Frozen Min Vol: 0.5 mL | Frozen OK\Refrigerated NO\Ambient NO | Batched | 7 days | 14 |  | No
ZW288 | Ethambutol | EMBH | 110 | 80299 | UF Health Pathology Laboratories | Complete and submit with specimen: Infectious Disease Pharmacokinetics Laboratory Requisition Note: Submit a separate requisition for each sample collection time and record the date/time and dosage taken. Specimen Type: Serum Container/Tube: Plain red top tube Specimen Volume: 1 mL Collection Instruction: Collect in a plain red top tube at the appropriate times. Centrifuge and transfer serum into a polypropylene or similar plastic tube. Ship Frozen Note: Avoid gel / serum separator / gold tubes Min Vol: 0.5 mL or Specimen type: Plasma Container/Tube: Plain green top tube Specimen Volume: 1 mL Collection Instruction: Collect in a plain green top tube at the appropriate times. Green top tubes can be centrifuged right away and transfer plasma into a polypropylene or similar plastic tube.. Ship Frozen Min Vol: 0.5 mL or Specimen Type: CSF Container/Tube: Standard Transport Tube Specimen Volume: 1 mL Collection Instruction: Transfer 1 mL CSF in sterile plastic container. Ship Frozen Min Vol: 0.5 mL | Frozen OK\Refrigerated NO\Ambient NO | Batched | 7 days | 14 days |  | No
ZW288 | Isoniazid | INH | 110 | 80299 | UF Health Pathology Laboratories | Complete and submit with specimen: Infectious Disease Pharmacokinetics Laboratory Requisition Note: Submit a separate requisition for each sample collection time and record the date/time and dosage taken. Specimen Type: Serum Container/Tube: Plain red top tube Specimen Volume: 1 mL Collection Instruction: Collect in a plain red top tube at the appropriate times. Centrifuge and transfer serum into a polypropylene or similar plastic tube. Ship Frozen Note: Avoid gel / serum separator / gold tubes Min Vol: 0.5 mL or Specimen type: Plasma Container/Tube: Plain green top tube Specimen Volume: 1 mL Collection Instruction: Collect in a plain green top tube at the appropriate times. Green top tubes can be centrifuged right away and transfer plasma into a polypropylene or similar plastic tube.. Ship Frozen Min Vol: 0.5 mL or Specimen Type: CSF Container/Tube: Standard Transport Tube Specimen Volume: 1 mL Collection Instruction: Transfer 1 mL CSF in sterile plastic container. Ship Frozen Min Vol: 0.5 mL | Frozen OK\Refrigerated NO\Ambient NO | Batched | 7 days | 14 days |  | No
ZW288 | Levofloxacin | LFLHL | 110 | 80299 | UF Health Pathology Laboratories | Complete and submit with specimen: Infectious Disease Pharmacokinetics Laboratory Requisition Note: Submit a separate requisition for each sample collection time and record the date/time and dosage taken. Specimen Type: Serum Container/Tube: Plain red top tube Specimen Volume: 1 mL Collection Instruction: Collect in a plain red top tube at the appropriate times. Centrifuge and transfer serum into a polypropylene or similar plastic tube. Ship Frozen Note: Avoid gel / serum separator / gold tubes Min Vol: 0.5 mL or Specimen type: Plasma Container/Tube: Plain green top tube Specimen Volume: 1 mL Collection Instruction: Collect in a plain green top tube at the appropriate times. Green top tubes can be centrifuged right away and transfer plasma into a polypropylene or similar plastic tube.. Ship Frozen Min Vol: 0.5 mL | Frozen OK\Refrigerated NO\Ambient NO | Batched | 7 days | 14 days |  | No
ZW288 | Linezolid | LNZL | 110 | 80299 | UF Health Pathology Laboratories | Complete and submit with specimen: Infectious Disease Pharmacokinetics Laboratory Requisition Note: Submit a separate requisition for each sample collection time and record the date/time and dosage taken. Specimen Type: Serum Container/Tube: Plain red top tube Specimen Volume: 1 mL Collection Instruction: Collect in a plain red top tube at the appropriate times. Centrifuge and transfer serum into a polypropylene or similar plastic tube. Ship Frozen Note: Avoid gel / serum separator / gold tubes Min Vol: 0.5 mL or Specimen type: Plasma Container/Tube: Plain green top tube Specimen Volume: 1 mL Collection Instruction: Collect in a plain green top tube at the appropriate times. Green top tubes can be centrifuged right away and transfer plasma into a polypropylene or similar plastic tube.. Ship Frozen Min Vol: 0.5 mL | Frozen OK\Refrigerated NO\Ambient NO | Batched | 7 days | 14 days |  | No
ZW288 | Moxifloxacin | MXFL | 110 | 80299 | UF Health Pathology Laboratories | Complete and submit with specimen: Infectious Disease Pharmacokinetics Laboratory Requisition Note: Submit a separate requisition for each sample collection time and record the date/time and dosage taken. Specimen Type: Serum Container/Tube: Plain red top tube Specimen Volume: 1 mL Collection Instruction: Collect in a plain red top tube at the appropriate times. Centrifuge and transfer serum into a polypropylene or similar plastic tube. Ship Frozen Note: Avoid gel / serum separator / gold tubes Min Vol: 0.5 mL or Specimen type: Plasma Container/Tube: Plain green top tube Specimen Volume: 1 mL Collection Instruction: Collect in a plain green top tube at the appropriate times. Green top tubes can be centrifuged right away and transfer plasma into a polypropylene or similar plastic tube.. Ship Frozen Min Vol: 0.5 mL or Specimen Type: CSF Container/Tube: Standard Transport Tube Specimen Volume: 1 mL Collection Instruction: Transfer 1 mL CSF in sterile plastic container. Ship Frozen Min Vol: 0.5 mL | Frozen OK\Refrigerated NO\Ambient NO | Batched | 7 days | 14 days |  | No
ZW288 | Omadacycline | OMADA | 110 | 80299 | UF Health Pathology Laboratories | Complete and submit with specimen: Infectious Disease Pharmacokinetics Laboratory Requisition Note: Submit a separate requisition for each sample collection time and record the date/time and dosage taken. Specimen Type: Serum Container/Tube: Plain red top tube Specimen Volume: 1 mL Collection Instruction: Collect in a plain red top tube at the appropriate times. Centrifuge and transfer serum into a polypropylene or similar plastic tube. Ship Frozen Note: Avoid gel / serum separator / gold tubes Min Vol: 0.5 mL or Specimen type: Plasma Container/Tube: Plain green top tube Specimen Volume: 1 mL Collection Instruction: Collect in a plain green top tube at the appropriate times. Green top tubes can be centrifuged right away and transfer plasma into a polypropylene or similar plastic tube.. Ship Frozen Min Vol: 0.5 mL or Specimen Type: CSF Container/Tube: Standard Transport Tube Specimen Volume: 1 mL Collection Instruction: Transfer 1 mL CSF in sterile plastic container. Ship Frozen Min Vol: 0.5 mL | Frozen OK\Refrigerated NO\Ambient NO | Batched | 7 days | 14 days |  | No
ZW288 | Pretomanid | PMD | 110 | 80299 | UF Health Pathology Laboratories | Complete and submit with specimen: Infectious Disease Pharmacokinetics Laboratory Requisition Note: Submit a separate requisition for each sample collection time and record the date/time and dosage taken. Specimen Type: Serum Container/Tube: Plain red top tube Specimen Volume: 1 mL Collection Instruction: Collect in a plain red top tube at the appropriate times. Centrifuge and transfer serum into a polypropylene or similar plastic tube. Ship Frozen Note: Avoid gel / serum separator / gold tubes Min Vol: 0.5 mL or Specimen type: Plasma Container/Tube: Plain green top tube Specimen Volume: 1 mL Collection Instruction: Collect in a plain green top tube at the appropriate times. Green top tubes can be centrifuged right away and transfer plasma into a polypropylene or similar plastic tube.. Ship Frozen Min Vol: 0.5 mL or Specimen Type: CSF Container/Tube: Standard Transport Tube Specimen Volume: 1 mL Collection Instruction: Transfer 1 mL CSF in sterile plastic container. Ship Frozen Min Vol: 0.5 mL | Frozen OK\Refrigerated NO\Ambient NO | Batched | 7 days | 14 days |  | No
ZW288 | Pyrazinamide | PZAH | 110 | 80299 | UF Health Pathology Laboratories | Complete and submit with specimen: Infectious Disease Pharmacokinetics Laboratory Requisition Note: Submit a separate requisition for each sample collection time and record the date/time and dosage taken. Specimen Type: Serum Container/Tube: Plain red top tube Specimen Volume: 1 mL Collection Instruction: Collect in a plain red top tube at the appropriate times. Centrifuge and transfer serum into a polypropylene or similar plastic tube. Ship Frozen Note: Avoid gel / serum separator / gold tubes Min Vol: 0.5 mL or Specimen type: Plasma Container/Tube: Plain green top tube Specimen Volume: 1 mL Collection Instruction: Collect in a plain green top tube at the appropriate times. Green top tubes can be centrifuged right away and transfer plasma into a polypropylene or similar plastic tube.. Ship Frozen Min Vol: 0.5 mL or Specimen Type: CSF Container/Tube: Standard Transport Tube Specimen Volume: 1 mL Collection Instruction: Transfer 1 mL CSF in sterile plastic container. Ship Frozen Min Vol: 0.5 mL | Frozen OK\Refrigerated NO\Ambient NO | Batched | 7 days | 14 days |  | No
ZW288 | Rifabutin | RBN | 110 | 80299 | UF Health Pathology Laboratories | Complete and submit with specimen: Infectious Disease Pharmacokinetics Laboratory Requisition Note: Submit a separate requisition for each sample collection time and record the date/time and dosage taken. Specimen Type: Serum Container/Tube: Plain red top tube Specimen Volume: 1 mL Collection Instruction: Collect in a plain red top tube at the appropriate times. Centrifuge and transfer serum into a polypropylene or similar plastic tube. Ship Frozen Note: Avoid gel / serum separator / gold tubes Min Vol: 0.5 mL or Specimen type: Plasma Container/Tube: Plain green top tube Specimen Volume: 1 mL Collection Instruction: Collect in a plain green top tube at the appropriate times. Green top tubes can be centrifuged right away and transfer plasma into a polypropylene or similar plastic tube.. Ship Frozen Min Vol: 0.5 mL or Specimen Type: CSF Container/Tube: Standard Transport Tube Specimen Volume: 1 mL Collection Instruction: Transfer 1 mL CSF in sterile plastic container. Ship Frozen Min Vol: 0.5 mL | Frozen OK\Refrigerated NO\Ambient NO | Batched | 7 days | 14 days |  | No
ZW288 | Rifampin | RIFH | 110 | 80299 | UF Health Pathology Laboratories | Complete and submit with specimen: Infectious Disease Pharmacokinetics Laboratory Requisition Note: Submit a separate requisition for each sample collection time and record the date/time and dosage taken. Specimen Type: Serum Container/Tube: Plain red top tube Specimen Volume: 1 mL Collection Instruction: Collect in a plain red top tube at the appropriate times. Centrifuge and transfer serum into a polypropylene or similar plastic tube. Ship Frozen Note: Avoid gel / serum separator / gold tubes Min Vol: 0.5 mL or Specimen type: Plasma Container/Tube: Plain green top tube Specimen Volume: 1 mL Collection Instruction: Collect in a plain green top tube at the appropriate times. Green top tubes can be centrifuged right away and transfer plasma into a polypropylene or similar plastic tube.. Ship Frozen Min Vol: 0.5 mL or Specimen Type: CSF Container/Tube: Standard Transport Tube Specimen Volume: 1 mL Collection Instruction: Transfer 1 mL CSF in sterile plastic container. Ship Frozen Min Vol: 0.5 mL | Frozen OK\Refrigerated NO\Ambient NO | Batched | 7 days | 14 days |  | No
ZW299 | Biopterin Metabolites | MML1350 | 231 | 82542 | Children's Hospital Los Angeles | Complete and submit with sample: Biochemical Genetics and Special Chemistry Test Requisition Form Specimen Type: Urine Container/Tube: Light protected Urine Specimen Volume: 10 mL Collection Instructions: 1. Collect urine in dim light, do not expose to light, place in brown plastic bottle and freeze. 2. Ship frozen. Min Vol: 5 mL | Frozen 1 month/Refrigerated NO/Ambient NO | Wednesday | 7 days | 11 |  | No
ZW299 | Biopterin Profiles | MML1351 | 317 | 82542, 82657 | Children's Hospital Los Angeles | Required: Urine and Blood Spot Card submitted with completed Biochemical Genetics and Special Chemistry Test Requisition Form Specimen Type: Urine Container/Tube: Light protected Urine Specimen Volume: 10 mL Collection Instructions: 1. Collect urine in dim light, do not expose to light, place in brown plastic bottle and freeze. 2. Ship frozen. Min Vol: 5 mL Specimen Type: Whole Blood Container/Tube: Sodium Heparin (green top tube) Specimen Volume: 2 mL Collection Instruction: 1. Collect 2mL blood in green top (sodium heparin) tube. 2. Spot whole blood to completely fill 3 -5 circles on PKU screening card. 3. Place in a plastic envelope and ship Ambient. Note: Heel stick can also be performed on PKU screening card. Min Vol: 1 mL | Urine: Frozen OK/Refrigerated NO/Frozen NO Blood Spot: Ambient 10 days/Refrigerate 2 months/Frozen NO | Wednesday | 7 days | 11 days |  | No
ZW299 | Dihydropteridine Reductase | MML1349 | 121 | 82657 | Children's Hospital Los Angeles | Complete and submit with sample: Biochemical Genetics and Special Chemistry Test Requisition Form Specimen Type: Whole Blood Container/Tube: Sodium Heparin (green top tube) Specimen Volume: 2 mL Collection Instruction: 1. Collect 2mL blood in green top (sodium heparin) tube. 2. Spot whole blood to completely fill 3 -5 circles on PKU screening card. 3. Place in a plastic envelope and ship Ambient. Note: Heel stick can also be performed on PKU screening card. Min Vol: 1 mL | Ambient 10 days/Refrigerate 2 months/Frozen NO | Wednesday | 7 days | 11 days |  | No
ZW305 | Acute Neuropathy Panel | MML1514 |  | 83520x13, 84182x7, 83516 | Washington University Neuromuscular Clinical Lab in St. Louis | Complete and submit with sample: Neuromuscular Clinical Laboratory Antibody & Serum Tests Request Form Specimen Type: Serum Container/Tube: Red top tube Acceptable: SST Specimen Volume: 3 mL Collection Instruction: Send 3 mL Serum from Red top tube. Ship Refrigerated Min Vol: 2 mL | Refrigerated 28 days/Ambient 72 hours/Frozen 60 days | Upon receipt | 2-4 weeks | 35 | Fee determined when testing is complete. | Yes
ZW305 | Demyelinating Neuropathy Panel | MML1420 |  | 83520x10, 84182x7 | Washington University Neuromuscular Clinical Lab in St. Louis | Complete and submit with sample: Neuromuscular Clinical Laboratory Antibody & Serum Tests Request Form Specimen Type: Serum Container/Tube: Red top tube Acceptable: SST Specimen Volume: 3 mL Collection Instruction: Send 3 mL Serum from Red top tube. Ship Refrigerated Min Vol: 2 mL | Ambient 30 days/Refrigerated OK/Frozen OK | Upon Receipt | 2-4 weeks | 35 | Fee determined when testing is complete. | Yes
ZW305 | FGFR3-IgG (Individual Antibody; Sensory) | MML1484 |  | 83520x2 | Washington University Neuromuscular Clinical Lab in St. Louis | Complete and submit with sample: Neuromuscular Clinical Laboratory Antibody & Serum Tests Request Form Specimen Type: Serum Container/Tube: Red top tube Acceptable: SST Specimen Volume: 3 mL Collection Instruction: Send 3 mL Serum from Red top tube. Ship Refrigerated Min Vol: 2 mL | Ambient: 72 hours/Refrigerated 28 days/Frozen 60 days | Upon Receipt | 14-28 days | 35 | Fee determined when testing is complete. | No
ZW305 | Immune Myopathy/Myositis | MML1570 |  |  | Washington University Neuromuscular Clinical Lab in St. Louis | Complete and submit with sample: Neuromuscular Clinical Laboratory Antibody & Serum Tests Request Form Specimen Type: Serum Container/Tube: Red top tube Acceptable: SST Specimen Volume: 3 mL Collection Instruction: Send 3 mL Serum from Red top tube. Ship Refrigerated Min Vol: 2 mL | Refrigerated OK/Ambient 30 days/Frozen OK | Upon Receipt | 2-4 weeks | 35 | Fee determined when testing is complete. | Yes
ZW305 | Motor Neuropathy Panel | MML1503 |  | 83520x11, 83516 | Washington University Neuromuscular Clinical Lab in St. Louis | Complete and submit with sample: Neuromuscular Clinical Laboratory Antibody & Serum Tests Request Form Specimen Type: Serum Container/Tube: Red top tube Acceptable: SST Specimen Volume: 3 mL Collection Instruction: Send 3 mL Serum from Red top tube. Ship Refrigerated Min Vol: 2 mL | Ambient 7 days/Refrigerated 42 days/Frozen 6 months | Upon Receipt | 2-4 weeks | 35 days | Fee determined when testing is complete. | Yes
ZW305 | NS-6S - IgM (Individual Antibody; Motor) | MML1407 |  | 83520 x 3 | Washington University Neuromuscular Clinical Lab in St. Louis | **Complete and submit with sample: Neuromuscular Clinical Laboratory Requisition** Specimen Type: Serum from clotted blood Container/Tube: Red Acceptable: Gold or Tiger top Specimen Volume: 3 mL Collection instructions: Draw blood in an acceptable tube, sent 3 mL of serum from clotted blood, ship ambient, refrigerated or frozen. Min Volume: 1 mL Hold refrig over the weekend send Ambient Monday | 72 hours ambient / refrigerated 28 days / frozen 2 months | Weekly | 32 days | 35 | Fee determined when testing is complete. | Yes
ZW305 | NT5C1A - IgG WB (Individual Antibody; Myopathy) | MML1295 |  | 84182 | Washington University Neuromuscular Clinical Lab in St. Louis | Complete and submit with sample: Neuromuscular Clinical Laboratory Antibody & Serum Tests Request Form Specimen Type: Serum Container/Tube: Red top tube Acceptable: SST Specimen Volume: 3 mL Collection Instruction: Send 3 mL Serum from Red top tube. Ship Refrigerated Min Vol: 2 mL | Ambient 72 hours /Refrigerated 28 days /Frozen 60 days | Upon receipt | 2 - 4 weeks | 35 | Fee determined when testing is complete. | Yes
ZW305 | Peripheral Neuropathy Panel | MML1571 |  |  | Washington University Neuromuscular Clinical Lab in St. Louis | Complete and submit with sample: Neuromuscular Clinical Laboratory Antibody & Serum Tests Request Form Specimen Type: Serum Container/Tube: Red top tube Acceptable: SST Specimen Volume: 3 mL Collection Instruction: Send 3 mL Serum from Red top tube. Ship Refrigerated Min Vol: 2 mL | Refrigerated OK/Ambient 30 days/Frozen OK | Upon Receipt | 2-4 weeks | 35 | Fee determined when testing is complete. | Yes
ZW305 | Plexin D1 – IgG WB (Individual Antibody; Sensory) | MML1504 |  | 84182 | Washington University Neuromuscular Clinical Lab in St. Louis | Complete and submit with sample: Neuromuscular Clinical Laboratory Antibody & Serum Tests Request Form Specimen Type: Serum Container/Tube: Red top tube Acceptable: SST Specimen Volume: 3 mL Collection Instruction: Send 3 mL Serum from Red top tube. Ship Refrigerated Min Vol: 2 mL | Ambient 72 hours/Refrigerated 28 days/Frozen 60 days | Upon receipt | 2 - 4 weeks | 35 | Fee determined when testing is complete. | No
ZW305 | Sensory (± Motor) Neuropathy | MML1568 |  | CPT codes vary based on testing performed | Washington University Neuromuscular Clinical Lab in St. Louis | Complete and submit with sample: Neuromuscular Clinical Laboratory Antibody & Serum Tests Request Form Specimen Type: Serum Container/Tube: Red top tube Acceptable: SST Specimen Volume: 3 mL Collection Instruction: Send 3 mL Serum from Red top tube. Ship Refrigerated Min Vol: 2 mL | Refrigerated OK/Ambient 30 days/Frozen OK | Upon Receipt | 2-4 weeks | 35 | Fee determined when testing is complete. | No
ZW305 | Sensory Neuropathy/ Neuronopathy Panel | MML1460 |  | 83520x8, 84182x2 (if MAG is >3,000 or above add another unit CPT of 84182) | Washington University Neuromuscular Clinical Lab in St. Louis | Complete and submit with sample: Neuromuscular Clinical Laboratory Antibody & Serum Tests Request Form Specimen Type: Serum Container/Tube: Red top tube Acceptable: SST Specimen Volume: 3 mL Collection Instruction: Send 3 mL Serum from Red top tube. Ship Refrigerated Min Vol: 2 mL | Refrigerated OK/Ambient 30 days/Frozen OK | Upon Receipt | 2-4 weeks | 35 | Fee determined when testing is complete. | Yes
ZW305 | Small Fiber Neuropathy | MML1599 |  | Referrals - Email nllabbilling@wustl.edu for fee when testing is complete. | Washington University Neuromuscular Clinical Lab in St. Louis | Complete and submit with sample: Neuromuscular Clinical Laboratory Antibody & Serum Tests Request Form Specimen Type: Serum Container/Tube: Red top tube Acceptable: SST Specimen Volume: 3 mL Collection Instruction: Send 3 mL Serum from Red top tube. Ship Refrigerated Min Vol: 2 mL | Refrigerated 28 days/Ambient 72 hours/Frozen 60 days | Upon Receipts | 14-28 days | 35 | Fee determined when testing is complete. | Yes
ZW305 | TS-HDS - IgM (Individual Antibody; Sensory) | MML1334 |  | 83520 x 3 | Washington University Neuromuscular Clinical Lab in St. Louis | Complete and submit with sample: Neuromuscular Clinical Laboratory Antibody & Serum Tests Request Form Specimen Type: Serum Container/Tube: Red top tube Acceptable: SST Specimen Volume: 3 mL Collection Instruction: Send 3 mL Serum from Red top tube. Ship Refrigerated Min Vol: 2 mL | Ambient 72 hours /Refrigerated 28 days /Frozen 90 days | Upon Receipt | 2-4 weeks | 35 | Fee determined when testing is complete. | Yes
ZW51 | Chlamydia trachomatis Antibodies (IgG, IgA, IgM) | 36581 | 313.5 | 86631x2, 86632 | Quest Diagnostics Chantilly | Specimen Type: Serum Container/Tube: SST or Red Top Tube Specimen Volume: 1 mL Collection Instruction: Collect in a serum separator tube or red-top tube (no gel). The tube should be centrifuged after clotting. Spun serum separator tubes may be submitted at room temperature or refrigerated unopened without transfer to a plastic screw-cap vial. Red-top tube (no gel) serum should be transferred to a plastic screw-cap vial and submitted for testing. Min Vol: 0.1 mL | Ambient 7 days/Refrig 14 days/Frozen 30 days | Monday - Saturday | 1-3 days | 11 |  | Yes
ZW51 | Chromosome Analysis, DEB Assay for Fanconi Anemia | 14598 | 539.26 | 88230, 88249 | Quest Diagnostics Chantilly | NOTE: Physician Attestation of Informed Consent This germline genetic test requires physician attestation that patient consent has been received if ordering medical facility is located in AK, DE, FL, GA, IA, MA, MN, NV, NJ, NY, OR, SD or VT or test is performed in MA. -Fanconi Anemia Sample Submission form is required with clinical history and reason for referral Specimen Type: Whole Blood Container/Tube: Sodium heparin (green-top) tube Acceptable: sodium heparin (royal blue-top or tan-top, lead free) tube Specimen Volume: 10 mL Collection Instruction: Collect whole blood in a sodium heparin (green-top) tube or sodium heparin (royal blue-top or tan-top, lead free) tube. Ship Refrigerated Min Vol: 2 mL; Infants: 3 mL whole blood collected in a pediatric (3 mL) vacutainer | Ambient 48hrs/Refrigerated 48hrs/Frozen No Note: Lab will accept samples up to 10 days, but viability of the specimen will decrease the further from the collection date it is | Daily | 14 days | 18 days |  | Yes
ZW51 | Chromosome Analysis, Fanconi Anemia, Prenatal | 17455 |  | 88235, 88249 | Quest Diagnostics Chantilly | REQUIRED: Physician Attestation of Informed Consent This germline genetic test requires physician attestation that patient consent has been received if ordering medical facility is located in AK, DE, FL, GA, IA, MA, MN, NV, NJ, NY, OR, SD or VT or test is performed in MA. -Fanconi Anemia Sample Submission form is required with clinical history and reason for referral Specimen Type: Fresh Amniotic fluid Container/Tube: Sterile, nontoxic centrifuge tubes Acceptable: sodium heparin (royal blue-top or tan-top, lead free) tube Specimen Volume: 25 mL Collection Instruction: Fanconi anemia(FA)is a relatively rare condition, resulting from a group of recessive genetic diseases, that is characterized by an increased incidence of neoplasia, especially leukemia. Cultured cells (amniocentesis or CVS) or placental tissues from affected fetuses show an increased number of chromosome breaks and aberrations with alkylating agents such as diepoxybutane (DEB). Laboratory must be notified in advance of receipt of specimen. Specific indication for study must be provided. Min Vol: 15 mL Alternative Specimen: Primary or early passage monolayer prenatal cultures submitted in (x2) T-25 flasks filled with culture medium. | Ambient preferred/Refrigerated OK/Frozen NO Specimen viability decreases during transit. Send specimen to testing lab for viability determination. Do not reject. | Monday through Saturday | 21 days | 25 days | Fee: $1058.75 If results of NO GROWTH, a tissue culture fee of $231.53 applies. | Yes
ZW51 | Clostridium Difficile Toxin B, Qualitive, real-time PCR | 16377 | 170 | 87943 | Quest Diagnostics Chantilly | 5 mL unpreserved stool collected in a sterile leak-proof container. Transfer liquid or soft stool (but not urine) into the container. Avoid mixing toilet paper, or soap with the sample. Store sample refrigerated until shipment. Min Volume: 1 mL | Refrigerated: 5 days/Frozen: 30 days/Ambient Unacceptable | Monday through Saturday | 1 day |  |  | Yes
ZW51 | ColoVantage (methylated Septin 9) | 16983 | 390 | 81327 | Quest Diagnostics Chantilly | Specimen Type: Plasma Container/Tube: EDTA (lavender-top) tube; 2- (5 mL) or 1- (10 mL) pour-off tube(s) Specimen Volume: 10 mL Collection Instruction: Collect blood in two (2) 10 mL EDTA (lavender-top) tubes or five (5) standard EDTA (lavender-top) tubes. Centrifuge the blood samples, separate plasma and combine them. Send plasma in a single 10 mL pour-off tube. If a 10 mL pour-off tube is not available, two (2) 5 mL pour-off tubes can be used. Ship Frozen Min Vol: 5 mL | Frozen 28 days/Refrigerated NO/Ambient NO | Sunday - Thursday | 4 days | 8 days |  | Yes
ZW51 | Disopyramide | 7772 | 111.67 | 80299 | Quest Diagnostics Chantilly | Submit one of the following: Specimen Type: Serum Container/Tube: Red-top tube (no gel) Specimen Volume: 1 mL Collection Instruction: Centrifuge and immediately separate serum from the cells into clean, plastic, screw-capped vial. Ship Refrigerated Min Vol: 0.5 mL Specimen Type: Plasma Container/Tube: EDTA (lavender-top), or sodium heparin (green-top) tube Specimen Volume: 1 mL Collection Instruction: Centrifuge and immediately separate plasma from the cells into clean, plastic, screw-capped vial. Ship Refrigerated Min Vol: 0.5 mL | Refrigerated 14 days/Ambient 5 days/Frozen 35 days | Monday through Saturday | 1 day | 5 days |  | Yes
ZW51 | Immunofixation, CSF | 37962 | 140.84 | 86335 | Quest Diagnostics Chantilly | Specimen Type: CSF Container/Tube: Sterile, plastic, leak-proof container Specimen Volume: 6 mL Collection Instruction: Send 6 mL CSF in a sterile, plastic, leak-proof container. Ship Frozen Min Vol: 4.5 mL | Frozen 30 days/Refrigerated 10 days/Ambient 6 days | Sunday through Friday | 3-5 days | 9 days |  | Yes
ZW51 | Indican | 669 | 60.11 | 81005 | Quest Diagnostics Chantilly | Specimen Type: Urine Container/Tube: Plastic, leak-proof container Specimen Volume: 10 mL Collection Instruction: Send 10 mL urine submitted in a plastic, leak-proof container. Ship Frozen Min Vol: 6 mL | Frozen 60 days/Refrigerated 24hrs/Ambient NO | Wednesday | 1 day | 11 days |  | Yes
ZW51 | Limulus Amebocyte Lysate, Endotoxin | 14453 | 102.88 | 87999 | Quest Diagnostics Chantilly | Specimen Type: Aqueous solutions Container/Tube: Nonpyrogenic, plastic, leak-proof container used in patient management Specimen Volume: 5 mL Collection Instruction: Send 5 mL frozen aqueous solutions collected in a nonpyrogenic, plastic, leak-proof container used in patient management. Ship Frozen Min Vol: 3 mL | Frozen 30 days/Refrigerated NO/Ambient NO | Tuesday-Saturday | 1-3 days | 7 days |  | No
ZW51 | Phenolphthalein, Feces | 17085Z | 53.77 | 84311 | Quest Diagnostics Chantilly | Specimen Type: Stool Container/Tube: Sterile, plastic, leak-proof container Specimen Volume: 10 grams Collection Instruction: Send 10 grams stool collected in a sterile leak-proof container. Freeze and ship Frozen Min Vol: 5 grams | Frozen 7 days/Refrigerated 7 days/Ambient NO | Sunday - Friday | 2 days | 6 days |  | Yes
ZW51 | Vitamin B6, Plasma | 926 | 232.32 | 84207 | Quest Diagnostics Chantilly | Overnight fasting is required Specimen Type: Plasma Container/Tube: EDTA (lavender-top) - Protected from light Specimen Volume: 1 mL plasma Collection Instruction: Separate cells within 24 hours by centrifugation for 5-10 minutes. Transfer plasma to an amber polypropylene or polyethylene transport tube to protect from light. Alternately, neutral color polypropylene or polyethylene tube can be used if wrapped in aluminum foil. Freeze the tubes at -10 to -30° C. Ship frozen. Min Vol: 0.5 mL | Frozen 42 days at -70 degrees C / Refrigerated 5 days/ Ambient 72 hours | Monday - Saturday | 4 days |  |  | No
ZW57 | Fibrinolysis Profile II | 502360 | 889 | 85360, 85362, 85379, 85410, 85415 x2, 85420 | Esoterix Coagulation | Specimen Type: Plasma Container/Tube: Blue-top (sodium citrate) tube Specimen Volume: Four 2-mL platelet-poor, frozen tubes Collection Instruction: Plasma must be separated from cells within 45 minutes of venipuncture and centrifuged a second time before transferring to plastic transport tubes. Freeze within two hours and ship Frozen. NOTE: Must submit separate frozen specimens for each test requested. | Frozen 30 days\Refrigerated NO\Ambient NO | Wednesday | 4-11 days | 15 days |  | No
ZW57 | Heparin Anti-Xa Fondaparinux (Arixtra) | 500465 | 218.75 | 85520 | Esoterix Coagulation | Specimen Type: Citrated Plasma Container/Tube: Light blue-top (sodium citrate) tube Specimen Volume: 1 mL Collection Instruction: Collect blood in a light blue-top (sodium citrate) tube. Citrated plasma samples should be collected by double centrifugation. Spin down and send 1 mL citrated plasma in a plastic aliquot tube. Freeze immediately and Ship Frozen. Min Vol: 0.5 mL (Note: This volume does not allow for repeat testing) NOTE: When requesting multiple tests on frozen samples, please submit separate frozen specimens for each test requested. | Frozen 24 months (-70)/Refrigerated NO/Ambient NO | Monday - Thursday, Saturday | 1 - 3 days | 7 days |  | Yes
ZW57 | MMP-9 (Matrix Metalloproteinase-9) | 500124 | 115 | 83520 | Esoterix Coagulation | Specimen Type: Serum Container/Tube: Gel-barrier tube Specimen Volume: 1 mL Collection Instruction: Transfer serum to a plastic transport tube. Ship Frozen Min Vol: 0.5 mL - Must submit separate frozen specimens for each test requested. | Frozen 30 days\Refrigerated NO\Ambient 30 mins | Monday | 3 - 7 days | 12 days |  | Yes
ZW58 | S-Sulfocysteine - Urine | MML563 | 236 | 82131; 82570 | Duke University | Complete and submit with sample: DUHS Biochemical Genetic Laboratory Test Requisition Form Collect 1 mL random urine without preservatives. Ship frozen. Min Vol: 0.25 mL | Frozen 30 days\Refrig 14 days\Ambient 5 days | Once a week | 7 days | 16 |  | No
ZW59 | Anti-Fodrin Antibodies, IgG & IgA | 520134 | 134 | 83516 x2 | Esoterix Endocrinology | Specimen Type: Serum Container/Tube: Red-top tube or gel-barrier tube Specimen Volume: 2 mL Collection Instruction: Separate serum from cells within one hour of collection. Transfer to a plastic transport tube Ship Refrigerated Min Vol: 0.5 mL (Note: This volume does not allow for repeat testing.) | Refrigerated 14 days/Frozen 60 days/Ambient 7 days | Varies | 7-14 days | 18 days |  | Yes
ZW59 | Anti-NXP-2 (P140) Ab | 520004 | 110 | 83516 | Esoterix Endocrinology | Collection Container/Tube: 6 mL Red Submission Container/Tube: Plastic vial Specimen Volume: 1 mL Acceptable: SST Collection Instructions: Draw blood in a plain red-top tube(s), serum gel tube is acceptable. Separate serum from cells within 1 hour of collection and send 1 mL of serum refrigerated in a plastic vial. Min Vol: 0.5 mL (volume does NOT allow for repeat testing) | Serum: Refrigerated: 14 days, Ambient 7 days, Frozen 60 days | Weekly | 7-10 days | 14 days |  | Yes
ZW59 | Corticosteroid-Binding Globulin (CBG) | 500130 | 113.75 | 84449 | Esoterix Endocrinology | Specimen Type: Serum Container/Tube: Red-top tube or gel-barrier tube Specimen Volume: 1 mL Collection Instruction: Separate serum from cells within one hour of collection. Transfer specimen to a plastic transport tube. Ship Frozen Min Vol: 0.5 mL (Note: This volume does not allow for repeat testing.) NOTE: Please submit separate frozen specimens for each test requested. | Frozen 300 days\Refrigerated 48hrs\Ambient 48hrs | Monday and Thursday | 6-10 days | 14 days |  | Yes
ZW59 | Cortisol, Free, Serum, Total With CBG | 500440 | 114 | 82533, 84449 | Esoterix Endocrinology | Specimen Type: Serum Container/Tube: Red-top tube or gel-barrier tube Specimen Volume: 1 mL Collection Instruction: Separate serum within one hour of venipuncture. Transfer specimen to a plastic transport tube. Ship Frozen Min Vol: 0.3 mL NOTE: Please submit separate frozen specimens for each test requested. | Frozen 365 days/Refrigerated 24hrs/Ambient 24hrs | Monday - Friday | 6-12 days | 16 days |  | No
ZW59 | IGF-2 | 506262 | 104.9 | 83520 | Esoterix Endocrinology | Collection Container/Tube: Preferred: Serum gel Acceptable: Red Top Submission Container/tube: Plastic vial Specimen Volume: 0.5 mL Collection Instructions: 1. Draw blood in a serum gel tube(s), plain red-top tube(s) is acceptable. 2. Centrifuge and aliquot 0.5 mL of serum in a plastic vial within 1 hour of collection. 3 Freeze immediately after separation and send frozen. Min Vol: 0.3 mL NOTE: Minimum volume does not allow for repeat analysis. | Frozen (preferred) 14 days/Refrigerated 14 days/Ambient 14 days | Varies | 9 days | 17 |  | Yes
ZW59 | Insulin-like Growth Factor-binding Protein 2 (IGFBP-2) | 500133 | 100.1 | 83519 | Esoterix Endocrinology | Submit only one of the following: Specimen Type: Serum Container/Tube: Red-top tube, gel-barrier tube Specimen Volume: 1 mL Collection Instruction: Separate serum within one hour. Send serum in a plastic transport tube. Ship Frozen Min Vol: 0.3 mL (Note: This volume does not allow for repeat testing.) Specimen Type: Plasma Container/Tube: lavender-top (EDTA) tube Specimen Volume: 1 mL Collection Instruction: Separate plasma within one hour. Send plasma in a plastic transport tube. Ship Frozen Min Vol: 0.3 mL (Note: This volume does not allow for repeat testing.) | Frozen 8 days\Refrigerated 3 days\Ambient 24hrs | Alternate Tuesdays | 5-10 days | 21 days |  | Yes
ZW59 | Rituximab and Anti-Rituximab Antibody, DoseASSURE™ RTX | 504355 | 479.15 | 80299; 82397 | Esoterix Endocrinology | Specimen Type: Serum Container/Tube: Gel-barrier tube, red-top tube, or serum transfer tube Specimen Volume: 3 mL Collection Instruction: Serum must be separated from cells within 45 minutes of venipuncture. Submit serum in a plastic transport tube. To avoid delays in turnaround time when requesting multiple test on frozen samples, please submit separate frozen specimens for each test requested. Min Vol: 1 mL (Note: This volume does not allow for repeat testing.) Ship refrigerate. Freeze/thaw cycles: Stable x6 High serum biotin concentrations in patients taking biotin supplements may cause an interference in this assay. Patients may be advised to stop biotin consumption at least 72 hours prior to sample collection. | Refrigerated 14 days/Frozen 14 days/Ambient 7 days | Once a week | 12-16 days | 27 days |  | No
ZW59 | Serum Amyloid A (SAA) | 520380 | 235.8 | 83520 | Esoterix Endocrinology | Collect: 1 mL Serum(preferred) from a red-top tube, gel tube or serum transfer tube. Min. Volume: 0.5 mL. Ship frozen. or Collect: 1mL Plasma from a lavender-top tube or plasma from a green-top tube. Min. Volume: 0.5 mL. Ship frozen. Separate serum or plasma from cells within 45 minutes of collection. To avoid delays in turnaround time when requesting multiple tests on frozen samples, please submit separate frozen specimens for each test requested. | Room temperature: Frozen: 14 days / Ambient: 14 days / Refrigerated: 14 days Freeze/thaw cycles: Stable x6 | Upon receipt | 10 days | 16 days |  | Yes
ZW59 | T3 Uptake | 500850 | 71.23 | 84479 | Esoterix Endocrinology | Specimen Type: Serum Container/Tube: Plain red top or Serum gel tube Specimen Volume: 1 mL Collection Instruction: Serum must be separated from cells within 1 hour and freeze immediately. Send serum in a plastic transport tube. Ship Frozen Min Vol: 0.8 mL Note: Submission of the minimum volume does not allow for repeat analysis. | Frozen 200 days\Refrigerated NO\Ambient NO | Monday through Saturday | 2 days | 6 days |  | Yes
ZW59 | Vectra | 504965 | 1024 | 81490 | Esoterix Endocrinology | Specimen Type: Serum Container/Tube: Gel-barrier tube, red-top tube or serum transfer tube Specimen Volume: 2 mL Collection Instruction: Allow specimen to clot for 30 minutes. Centrifuge and separate from cells within 45 minutes of draw. Transfer to a plastic transport tube. Ship Frozen Min Vol: 1 mL | Frozen 326 days/Refrigerated 14 days/Ambient 3 days | Monday – Saturday | 6 - 8 days | 12 |  | Yes
ZW61 | Granulocyte Colony Stimulating Factor Body Fluid or CSF | LAB6617 | 468.67 | 83520 | University of Minnesota Outreach Laboratory | Complete and submit with specimen(s): UMP Molecular Requisition Form Specimen Type: CSF or Body fluid Container/Tube: Sterile tube Acceptable: Sterile plastic leakproof container Specimen Volume: 1 mL Collection Instruction: If contaminated with red blood cells, centrifuge for 15 minutes at 1000-1500 g (rcf) at room temperature. Aliquot into TWO vials with 0.25 mL per vial. Freeze immediately and ship Frozen Min Vol: 0.5 mL | Frozen OK/Refrigerated NO/Ambient NO | Monday through Friday | 5 working days | 9 |  | No
ZW61 | Granulocyte Colony Stimulating Factor, Blood | LAB6616 | 431.8 | 83520 | University of Minnesota Outreach Laboratory | Complete and submit with specimen(s): UMP Molecular Requisition Form Submit one of the following: Specimen Type: Serum Container/Tube: Red top tube (no gel) Specimen Volume: 2 mL Collection Instruction: Collect 2 mL blood. Allow samples to clot for 30 minutes from time of collection. Centrifuge for 15 minutes at 1000-1500 g (rcf) at room temperature. Aliquot into TWO vials with 0.25 mL per vial. Freeze immediately and Ship Frozen Min Vol: 1.2 mL Specimen Type: Plasma Container/Tube: Purple top EDTA Specimen Volume: 2 mL Collection Instruction: Collect 2 mL Plasma. Specimen must be processed immediately. Centrifuge for 15 minutes at 1000-1500 g (rcf) at room temperature. Aliquot into TWO vials with 0.25 mL per vial. Freeze immediately and Ship Frozen Min Vol: 1.2 mL | Frozen 6 months/ Refrigerated NO/ Ambient NO | Monday - Friday | 5 working days | 9 |  | No
ZW61 | Granulocyte Macrophage Colony Stimulating Factor, Body Fluid or CSF | LAB6619 | 468.67 | 83520 | University of Minnesota Outreach Laboratory | Complete and submit with specimen(s): UMP Molecular Requisition Form Specimen Type: Body Fluid or CSF Container/Tube: Sterile plastic leakproof container, Alternate Containers: Sterile tube Acceptable: Sterile tube Specimen Volume: 1 mL Collection Instruction: If contaminated with red blood cells, centrifuge for 10 minutes at 1000-1500 g (rcf) at room temperature. Aliquot into TWO vials with 250 uL per vial. Freeze immediately at ≤20°C (-80°C preferred). Ship frozen. Min Vol: 0.5 mL | Frozen OK/Refrigerated NO/Ambient NO | Monday through Friday | 5 working days | 9 |  | No
ZW69 | Licorice (Glycyrrhiza glabra) IgE | 35210E | 56.06 | 86003 | Eurofins Viracor Clinical Diag | Collection Container/Tube: Preferred: Red top Acceptable: Serum gel Submission Container/Tube: Plastic vial Specimen Volume: 0.5 mL Serum Collection Instructions: 1. Centrifuge and aliquot 0.5 mL of serum into a plastic vial. 2. Send refrigerate. Min Volume: See Specimen Required | Serum - Refrigerated (preferred) - 28 days/ Frozen - 28 days/ Ambient - 28 days | Monday through Friday | 2 to 3 business days | 7 |  | Yes
ZW69 | Maple Sugar Tree (Acer saccharum) IgE | 62710S | 44.36 | 86003 | Eurofins Viracor Clinical Diag | Collection Container/Tube: Preferred: Red top Acceptable: Serum gel Submission Container/Tube: Plastic vial Specimen Volume: 0.5 mL Serum Collection Instructions: 1. Centrifuge and aliquot 0.5 mL of serum into a plastic vial. 2. Send refrigerate. Min Volume: See Specimen Required | Serum - Refrigerated (preferred) - 28 days/ Frozen - 28 days/ Ambient - 28 days | Monday through Friday | 2 to 3 business days | 7 |  | Yes
ZW69 | Milk Sheep IgE | 38710A | 67 | 86003 | Eurofins Viracor Clinical Diag | Collection Container/Tube: Preferred: Red top Acceptable: Serum gel Submission Container/Tube: Plastic vial Specimen Volume: 0.5 mL Serum Collection Instructions: 1. Centrifuge and aliquot 0.5 mL of serum into a plastic vial. 2. Send refrigerate. Min Volume: See Specimen Required | Serum - Refrigerated (preferred) - 28 days/ Frozen - 28 days/ Ambient - 28 days | Monday through Friday | 1 to 2 business days | 6 |  | Yes
ZW69 | Pepper Tree California (Schinus molle) IgE | 67410E | 56.06 | 86003 | Eurofins Viracor Clinical Diag | Collection Container/Tube: Preferred: Red top Acceptable: Serum gel Submission Container/Tube: Plastic vial Specimen Volume: 0.5 mL Serum Collection Instructions: 1. Centrifuge and aliquot 0.5 mL of serum into a plastic vial. 2. Send refrigerate. Min Volume: See Specimen Required | Serum - Refrigerated (preferred) - 28 days/ Frozen - 28 days/ Ambient - 28 days | Monday through Friday | 1 to 2 business days | 6 |  | Yes
ZW69 | Sycamore (Platanus occidentalis) IgE | 63410S | 44.36 | 86003 | Eurofins Viracor Clinical Diag | Collection Container/Tube: Preferred: Red top Acceptable: Serum gel Submission Container/Tube: Plastic vial Specimen Volume: 0.5 mL Serum Collection Instructions: 1. Centrifuge and aliquot 0.5 mL of serum into a plastic vial. 2. Send refrigerate. Min Volume: See Specimen Required | Serum - Refrigerated (preferred) - 28 days/ Frozen - 28 days/ Ambient - 28 days | Monday through Friday | 2 to 3 business days | 7 |  | Yes
ZW69 | Yeast (Saccharomyces spp) IgE | 53510S | 44.36 | 86003 | Eurofins Viracor Clinical Diag | Collection Container/Tube: Preferred: Red top Acceptable: Serum gel Submission Container/Tube: Plastic vial Specimen Volume: 0.5 mL Serum Collection Instructions: 1. Centrifuge and aliquot 0.5 mL of serum into a plastic vial. 2. Send refrigerate. Min Volume: See Specimen Required | Serum - Refrigerated (preferred) - 28 days/ Frozen - 28 days/ Ambient - 28 days | Monday through Friday | 1 to 2 business days | 6 days |  | Yes
ZW69 | Alternaria tenuis/alternata IgG | 75120 | 49.8 | 86001 | Eurofins Viracor Clinical Diag | Specimen Type: Serum Container/Tube: Red top tube Specimen Volume: 1-2 mL Collection Instruction: Centrifuge and transfer 0.5 mL serum into a transfer tube. Ship Ambient Min Vol: 0.15 mL | Ambient 7 days/Frozen 28 days/Refrigerated 28 days | Monday through Friday | 3 business days | 7 days |  | Yes
ZW69 | Ascaris IgG | 86720 | 49.8 | 86001 | Eurofins Viracor Clinical Diag | Specimen Type: Serum Container/Tube: Red top tube Specimen Volume: 1-2 mL Collection Instruction: Centrifuge and transfer 0.5 mL serum into a transfer tube. Ship Ambient Min Vol: 0.15 mL | Ambient 28 days/Frozen 365 days/Refrigerated 28 days | Monday through Friday | 3 business days | 7 days |  | Yes
ZW69 | Aspergillus Amstelodami / Glaucus IgE | 78710E | 56.06 | 86003 | Eurofins Viracor Clinical Diag | Collection Container/Tube: Preferred: Red top Acceptable: Serum gel Submission Container/Tube: Plastic vial Specimen Volume: 0.5 mL Serum Collection Instructions: 1. Centrifuge and aliquot 0.5 mL of serum into a plastic vial. 2. Send refrigerate. Min Volume: See Specimen Required | Serum - Refrigerated (preferred) - 28 days/ Frozen - 28 days/ Ambient - 28 days | Monday Through Friday | 2 to 3 business days | 7 days |  | Yes
ZW69 | Aspergillus Galactomannan EIA | 1626 | 210 | 87305 | Eurofins Viracor Clinical Diag | Collect: 2mL Bronch Wash in a sterile screw top tube. Min- 0.5mL | Frozen 30 days/ Refrigerate 5 days | Monday- Saturday | 3 days | 7 |  | Yes
ZW69 | Beta Lactoglobulin IgE | 56810S | 44.36 | 86008 | Eurofins Viracor Clinical Diag | Collection Container/Tube: Preferred: Red top Acceptable: Serum gel Submission Container/Tube: Plastic vial Specimen Volume: 0.5 mL Serum Collection Instructions: 1. Centrifuge and aliquot 0.5 mL of serum into a plastic vial. 2. Send refrigerate. Min Volume: See Specimen Required | Serum - Refrigerated (preferred) - 28 days/ Frozen - 28 days/ Ambient - 28 days | Monday through Friday | 1 to 2 business days | 6 |  | Yes
ZW69 | Bird Fancier’s Profile Panel III | 401709P | 247.68 | 86331x12, 86003x3 82785 | Eurofins Viracor Clinical Diag | Specimen Type: Serum Container/Tube: Red top tube or SST Specimen Volume: 2 mL Collection Instruction: Separate serum from cells by centrifugation. Transfer serum to screw-cap tube for shipment. If specimen was collected in SST, the entire tube can be shipped following centrifugation. Ship Ambient Min Vol: 2 mL | Ambient 28 days/Frozen 28 days/Refrigerated 28 days | Monday-Friday | 5-7 business days | 13 days |  | Yes
ZW69 | Bird Fancier's Precipitin Panel II | 401706P | 142.25 | 86331 x11 | Eurofins Viracor Clinical Diag | Specimen Type: Serum Container/Tube: Red top tube Specimen Volume: 1 mL Collection Instruction: Centrifuge and transfer 1 mL serum into a transfer tube. Ship Ambient Min Vol: 1 mL | Ambient 28 days/Frozen 28 days/Refrigerated 28 days | Monday - Friday | 5-7 business days | 13 days |  | Yes
ZW69 | Cat Component rFel d 2 | 185910 | 67 | 86008 | Eurofins Viracor Clinical Diag | Specimen Type: Serum Container/Tube: Red top tube Specimen Volume: 1-2 mL Collection Instruction: Centrifuge and transfer 0.5 mL serum into a transfer tube. Ship Ambient Min Vol: 0.5 mL | Ambient 28 days/Frozen 365 days/Refrigerated 28 days | Monday - Friday | 1-2 business days | 6 days |  | Yes
ZW69 | Chagas (T.cruzi) qPCR | 33432 | 426.62 | 87799 | Eurofins Viracor Clinical Diag | Specimen Type: Whole Blood EDTA Container/Tube: Lavender top tube Specimen Volume: 2.0 mL Collection Instruction: Collect 2 mL whole blood in EDTA tube. Ship Ambient Min Vol: .05 mL | Ambient 7 days | Upon Receipt | 2 business days | 8 |  | No
ZW69 | Cheese Parmesan IgE | 49110S | 44.36 | 86003 | Eurofins Viracor Clinical Diag | Collection Container/Tube: Preferred: Red top Acceptable: Serum gel Submission Container/Tube: Plastic vial Specimen Volume: 0.5 mL Serum Collection Instructions: 1. Centrifuge and aliquot 0.5 mL of serum into a plastic vial. 2. Send refrigerate. Min Volume: See Specimen Required | Serum - Refrigerated (preferred) - 28 days/ Frozen - 28 days/ Ambient - 28 days | Monday through Friday | 2 to 3 business days | 7 |  | Yes
ZW69 | Chives (Allium Schoenoprasum) IgE | 39910E | 56.06 | 86003 | Eurofins Viracor Clinical Diag | Collection Container/Tube: Preferred: Red top Acceptable: Serum gel Submission Container/Tube: Plastic vial Specimen Volume: 0.5 mL Serum Collection Instructions: 1. Centrifuge and aliquot 0.5 mL of serum into a plastic vial. 2. Send refrigerate. Min Volume: See Specimen Required | Serum - Refrigerated (preferred) - 28 days/ Frozen - 28 days/ Ambient - 28 days | Monday through Friday | 2 to 3 business days | 7 |  | Yes
ZW69 | Coffee IgG | 51020 | 49.8 | 86001 | Eurofins Viracor Clinical Diag | Specimen Type: Serum Container/Tube: Red top tube Specimen Volume: 0.5 mL Collection Instruction: Collect 1-2 mL whole blood in red top tube. Centrifuge and transfer 0.5 mL serum into a transfer tube. Ship Ambient Min Vol: 0.15 mL | Ambient 7 days\Refrigerated 28 days\Frozen 365 days | Monday through Friday | 3 business days | 7 days |  | No
ZW69 | Epstein Barr Virus (EBV) Quantitative Real Time PCR | 4503 | 185 | 87799 | Eurofins Viracor Clinical Diag | Specimen Type: CSF Container/Tube: Sterile, screw top tube. Specimen Volume: 2 mL Collection Instruction: Collect in a sterile, screw top tube. Ship Frozen Min Vol: 0.5 mL | Frozen 30 days\Refrigerated NO\Ambient NO | Monday through Saturday | 1 day | 5 |  | Yes
ZW69 | Fly Deer (Chrysops flavidus) IgE | 91510E | 56.06 | 86003 | Eurofins Viracor Clinical Diag | Collection Container/Tube: Preferred: Red top Acceptable: Serum gel Submission Container/Tube: Plastic vial Specimen Volume: 0.5 mL Serum Collection Instructions: 1. Centrifuge and aliquot 0.5 mL of serum into a plastic vial. 2. Send refrigerate. Min Volume: See Specimen Required | Serum - Refrigerated (preferred) - 28 days/ Frozen - 28 days/ Ambient - 28 days | Monday through Friday | 2 to 3 business days | 7 |  | Yes
ZW69 | Fusarium Proliferatum/moniliforme IgG | 175120 | 49.8 | 86001 | Eurofins Viracor Clinical Diag | Specimen Type: Serum Container/Tube: Red top tube Specimen Volume: 0.5 mL Collection Instruction: Collect 1-2 mL whole blood in red top tube. Centrifuge and transfer 0.5 mL serum into a transfer tube. Ship Ambient Min Vol: 0.15 mL | Ambient 7 days/Frozen 365 days/Refrigerated 28 days | Monday through Friday | 3 business days | 7 days |  | Yes
ZW69 | Galactose-alpha-1,3-galactose (Alpha-Gal) IgG4 | 30322 | 80 | 86001 | Eurofins Viracor Clinical Diag | Specimen Type: Serum Container/Tube: Red top tube Specimen Volume: 0.5 mL Collection Instruction: Collect 1-2 mL whole blood in red top tube. Centrifuge and transfer 0.5 mL serum into a transfer tube. Ship Ambient Min Vol: 0.15 mL | Ambient 28 days/Frozen 365 days/Refrigerated 28 days | Monday through Friday | 2-3 business days | 7 days |  | No
ZW69 | Goose Feathers IgG | 81320 | 49.8 | 86001 | Eurofins Viracor Clinical Diag | Specimen Type: Serum Container/Tube: Red top tube Specimen Volume: 0.5 mL Collection Instruction: Collect 1-2 mL whole blood in red top tube. Centrifuge and transfer 0.5 mL serum into a transfer tube. Ship Ambient Min Vol: 0.15 mL | Ambient 7 days/Frozen 365 days/Refrigerated 28 days | Monday Through Friday | 3 business days | 7 days |  | Yes
ZW69 | Hazelnut Component rCor a 14 | 30285 | 91 | 86008 | Eurofins Viracor Clinical Diag | Specimen Type: Serum Container/Tube: Red top tube Specimen Volume: 0.5 mL Collection Instruction: Collect 1-2 mL whole blood in red top tube. Centrifuge and transfer 0.5 mL serum into a transfer tube. Ship Ambient Min Vol: 0.5 mL | Ambient 28 days/Frozen 365 days/Refrigerated 28 days | Monday - Friday | 1 - 2 business days | 6 days |  | Yes
ZW69 | Hazelnut Component rCor a 8 | 30283 | 91 | 86008 | Eurofins Viracor Clinical Diag | Specimen Type: Serum Container/Tube: Red top tube Specimen Volume: 0.5 mL Collection Instruction: Collect 1-2 mL whole blood in red top tube. Centrifuge and transfer 0.5 mL serum into a transfer tube. Ship Ambient Min Vol: 0.5 mL | Ambient 28 days/Frozen 365 days/Refrigerated 28 days | Monday - Friday | 1 - 2 business days | 6 days |  | Yes
ZW69 | Hazelnut Component rCor a 9 | 30284 | 91 | 86008 | Eurofins Viracor Clinical Diag | Specimen Type: Serum Container/Tube: Red top tube Specimen Volume: 0.5 mL Collection Instruction: Collect 1-2 mL whole blood in red top tube. Centrifuge and transfer 0.5 mL serum into a transfer tube. Ship Ambient Min Vol: 0.5 mL | Ambient 7 days/Frozen 365 days/Refrigerated 28 days | Monday - Friday | 1 - 2 business days | 6 days |  | Yes
ZW69 | Hepatitis E Virus (HEV) Quantitative Real-time RT-PCR | 3810 | 330 | 87799 | Eurofins Viracor Clinical Diag | Submit only one of the following: Specimen Type: Plasma Container/Tube: EDTA or ACD tube -Avoid using gel separator tubes; samples collected in gel separator tubes have increased rate of PCR inhibition. Specimen Volume: 2 mL Collection Instruction: Collect 4-5 mL whole blood in EDTA or ACD tube. Centrifuge and transfer 2 mL plasma to sterile, screw top tube. Ship Frozen Min Vol: 0.5 mL Specimen Type: Serum Container/Tube: Red top tube Specimen Volume: 2 mL Collection Instruction: Collect 4-5 mL whole blood in red top tube. Centrifuge and transfer 2 mL serum into a sterile, screw top tube. Ship Frozen Min Vol: 0.34 mL | Frozen 30 days/Ambient 96hrs/Refrigerated NO | Monday through Saturday | 1 day | 5 days |  | Yes
ZW69 | Hymenoptera IgG Panel | 402620P | 147.5 | 86001 x5 | Eurofins Viracor Clinical Diag | Specimen Type: Serum Container/Tube: Red top tube Specimen Volume: 1 mL Collection Instruction: Send 1 mL serum in a transfer tube. Ship Ambient Min Vol: 0.5 mL | Ambient 7 days/Refrigerated 28 days/Frozen 28 days | Monday through Friday | 2-3 business days | 7 days |  | Yes
ZW69 | Interleukin 12 (IL-12p70) Plasma | 1223 | 180 | 83520 | Eurofins Viracor Clinical Diag | Specimen Type: Plasma Specimen Volume: 1 mL Collection Instruction: Send 1 mL plasma in a plastic vial. Ship Frozen Min Vol: 0.1 mL | Frozen 14 days/Refrigerated NO/Ambient NO | Monday - Friday | 3 - 5 business days | 11 days |  | Yes
ZW69 | Interleukin-17 (IL-17) Serum | 40034 | 180 | 83520 | Eurofins Viracor Clinical Diag | Specimen Type: Serum Container/Tube: Red top tube Specimen Volume: 1 mL Collection Instruction: Draw blood in a plain red-top tube(s), serum gel tube(s) is acceptable. Spin down and send 1 mL of serum in a plastic vial. Ship Frozen Min Vol: 1 mL | Frozen 14 days/Refrigerated NO/Ambient NO | Monday - Friday | 3 - 5 business days | 11 days |  | Yes
ZW69 | Iodine Bush (Allenrolfea occidentalis) IgE | 73410S | 44.36 | 86003 | Eurofins Viracor Clinical Diag | Collection Container/Tube: Preferred: Red top Acceptable: Serum gel Submission Container/Tube: Plastic vial Specimen Volume: 0.5 mL Serum Collection Instructions: 1. Centrifuge and aliquot 0.5 mL of serum into a plastic vial. 2. Send refrigerate. Min Volume: See Specimen Required | Serum - Refrigerated (preferred) - 28 days/ Frozen - 28 days/ Ambient - 28 days | Monday through Friday | 2 to 3 business days | 7 |  | Yes
ZW69 | Isavuconazole (CRESEMBA) LC-MS/MS, Plasma | 4901/4900 | 190 | 80299 | Eurofins Viracor Clinical Diag | Collection Instruction: Separate plasma by centrifugation within 30 minutes of draw time and Transfer 1 mL of plasma to a sterile, screw top tube. Ship Ambient Min Vol: 0.5 mL Specimen Type: Plasma Container/Tube: EDTA tube Specimen Volume: 1 mL | Ambient 14 days/Refrig 14 days/Frozen 30 days | Monday through Saturday | 1 day | 5 days |  | Yes
ZW69 | Lobster IgG | 56120 | 49.8 | 86001 | Eurofins Viracor Clinical Diag | Specimen Type: Serum Container/Tube: Red top tube Specimen Volume: 0.5 mL Collection Instruction: Collect 1-2 mL whole blood in red top tube. Centrifuge and transfer 0.5 mL serum into a transfer tube. Ship Ambient Min Vol: 0.34 mL | Ambient 28 days/Frozen 365 days/Refrigerated 28 days | Monday through Friday | 3 business days | 7 days |  | No
ZW69 | Milk Cow IgG4 | 51722 | 57.5 | 86001 | Eurofins Viracor Clinical Diag | Draw blood in a plain red-top tube(s), serum gel tube(s) is acceptable. Spin down and send 0.5 mL of serum refrigerated in a plastic vial. | Serum: Refrigerated (preferred) 28 days Ambient 7 days Frozen 365 days | Monday, Wednesday, Friday | 2 - 3 days |  |  | No
ZW69 | Milk Precipitin Panel | 401688 | 74 | 86331 x5 | Eurofins Viracor Clinical Diag | Specimen Type: Serum Container/Tube: Plain, red-top tubes(s) or serum gel tube Specimen Volume: 0.5 mL Collection Instruction: Draw blood in a plain, red-top tubes(s) or serum gel tube. Spin down and send 0.5 mL of serum in plastic vial. Ship Refrigerated Min Vol: 0.5 mL | Refrigerated 14 days\Ambient 7 days\Frozen 365 days | Monday - Friday | 5-7 business days | 13 days |  | Yes
ZW69 | Mold Precipitin Panel III | 403529P | 74 | 86331 x4 | Eurofins Viracor Clinical Diag | Specimen Type: Serum Container/Tube: Red top tube Acceptable: Serum gel tube is acceptable Specimen Volume: 1 mL Collection Instruction: Draw blood in a plain, red-top tube. Spin down and send 1 mL of serum. Ship Ambient Min Vol: 1 mL | Ambient 28 days/Refrigerated 28 days/Frozen 28 days | Monday - Friday | 5-7 business days | 13 days |  | Yes
ZW69 | Parrot Australian (Budgerigar) Droppings IgE | 82610E | 56.06 | 86003 | Eurofins Viracor Clinical Diag | Specimen Type: Serum Container/Tube: Red top tube Specimen Volume: 0.5 mL Collection Instruction: Collect 1-2 mL whole blood in red top tube. Centrifuge and transfer 0.5 mL serum into a transfer tube. Ship Ambient Min Vol: 0.34 mL | Ambient 28 days/Frozen 365 days/Refrigerated 28 days | Monday through Friday | 1-2 business days | 6 days |  | Yes
ZW69 | Parrot Droppings Gel Diffusion | 182825 | 44.75 | 86331 | Eurofins Viracor Clinical Diag | Specimen Type: Serum Container/Tube: Red top tube Acceptable: Serum gel tube Specimen Volume: 0.5 mL Collection Instruction: Draw blood in a plain, red-top tube. Spin down and send 0.5 mL of serum in plastic vial, Ship Ambient Min Vol: 0.5 mL | Ambient 28 days/Frozen 28 days/Refrigerated 28 days | Monday - Friday | 5-7 business days | 13 days |  | Yes
ZW69 | Penicillium Chrysogenum/notatum IgG | 75720 | 49.8 | 86001 | Eurofins Viracor Clinical Diag | Specimen Type: Serum Container/Tube: Red top tube Specimen Volume: 0.5 mL Collection Instruction: Collect 1-2 mL whole blood in red top tube. Centrifuge and transfer 0.5 mL serum into a transfer tube. Ship Ambient Min Vol: 0.15 mL | Ambient 7 days/Frozen 365 days/Refrigerated 28 days | Monday through Friday | 3 business days | 7 days |  | Yes
ZW69 | Pigeon/Dove Droppings Gel Diffusion | 83125 | 44.75 | 86331 | Eurofins Viracor Clinical Diag | Specimen Type: Serum Container/Tube: Red top tube Acceptable: Serum gel tube Specimen Volume: 0.5 mL Collection Instruction: Draw blood in a plain, red-top tube. Spin down and send 0.5 mL of serum in plastic vial, Ship Ambient Min Vol: 0.5 mL | Ambient 28 days/Frozen 365 days/Refrigerated 28 days | Monday - Friday | 5 - 7 business days | 13 days |  | Yes
ZW69 | Rhizopus nigricans IgG | 76520 | 49.8 | 86001 | Eurofins Viracor Clinical Diag | Specimen Type: Serum Container/Tube: Red top tube Specimen Volume: 0.5 mL Collection Instruction: Collect 1-2 mL whole blood in red top tube. Centrifuge and transfer 0.5 mL serum into a transfer tube. Ship Ambient Min Vol: 0.15 mL | Ambient 7 days/Frozen 365 days/Refrigerated 28 days | Monday - Friday | 3 business days | 7 days |  | Yes
ZW69 | Soy Component Panel | 403979P | 203 | 86008 x3 | Eurofins Viracor Clinical Diag | Specimen Type: Serum Container/Tube: Red top tube Specimen Volume: 1 mL Collection Instruction: Collect whole blood in red top tube. Centrifuge and transfer 1 mL serum into a transfer tube. Ship Ambient Min Vol: 0.5 mL | Ambient 28 days/Frozen 28 days/Refrigerated 28 days | Monday through Friday | 1 - 2 business days | 6 days |  | Yes
ZW69 | Stachybotrys Panel I | 401713P | 92.06 | 86001, 86003 | Eurofins Viracor Clinical Diag | Specimen Type: Serum Container/Tube: Red top tube Specimen Volume: 1 mL Collection Instruction: Collect whole blood in red top tube. Centrifuge and transfer 1 mL serum into a transfer tube. Ship Ambient Min Vol: 1 mL | Ambient 28 days/Frozen 365 days/Refrigerated 28 days | Monday through Friday | 2-3 business days | 7 days |  | Yes
ZW69 | TTV Torque Teno Virus qPCR | 33385 | 285 | 87799 | Eurofins Viracor Clinical Diag | Specimen Type: Plasma Container/Tube: EDTA tube Specimen Volume: 2 mL Collection Instruction: Collect 4-5 mL whole blood in EDTA tube. Centrifuge and transfer 2 mL plasma into a transfer tube. Ship Ambient Min Vol: 0.6 mL | Ambient 7 days/Refrig 7 days/Frozen 30 days | Monday through Friday | 1 - 2 business days |  |  | Yes
ZW69 | Venom Paper Wasp IgG | 402903P | 57.5 | 86001 | Eurofins Viracor Clinical Diag | Specimen Type: Serum Container/Tube: Red top tube Specimen Volume: 0.5 mL Collection Instruction: Collect whole blood in red top tube. Centrifuge and transfer 0.5 mL serum into a transfer tube. Ship Ambient Min Vol: 0.15 mL | Ambient 28 days/Frozen 365 days/Refrigerated 28 days | Monday - Friday | 2 - 3 business days | 7 days |  | Yes
ZW69 | Venom Yellow Jacket IgG | 402902P | 57.5 | 86001 | Eurofins Viracor Clinical Diag | Specimen Type: Serum Container/Tube: Red top tube Specimen Volume: 0.5 mL Collection Instruction: Collect whole blood in red top tube. Centrifuge and transfer 0.5 mL serum into a transfer tube. Ship Ambient Min Vol: 0.15 mL | Ambient 28 days/Frozen 365 days/Refrigerated 28 days | Monday - Friday | 2 - 3 business days | 7 days |  | Yes
ZW69 | Walnut Food (Juglans spp) IgG4 | 143722 | 57.5 | 86001 | Eurofins Viracor Clinical Diag | Specimen Type: Serum Container/Tube: Red top tube Specimen Volume: 0.15 mL Collection Instruction: Collect 1-2 mL whole blood in red top tube. Centrifuge and transfer 0.5 mL serum into a transfer tube. Ship Ambient Min Vol: 0.15 mL | Ambient 7 days/Frozen 365 days/Refrigerated 28 days | Monday - Friday | 2 - 3 business days | 7 days |  | No
ZW71 | Amyloid ß-Protein - Fluid | MML749 | 510 | 83519 | Inter Science Institute | Specimen Type: Body Fluid (CSF, peritoneal, synovial, etc.) Container/Tube: Plastic aliquot tube Specimen Volume: 3 mL Collection Instruction: Body fluid in a sterile plastic tube. Ship Frozen Note: Note: You will need to contact InterScience to confirm if fluid type client would like sent is acceptable. Indicate source on tube and paperwork. | Frozen 21 days\Refrigerated NO\Ambient NO | Monday through Friday | 28 days | 35 |  | No
ZW71 | Corticotropin Releasing Factor (CRF, CRH) | CRF | 245 | 83519 | Inter Science Institute | Patient Preparation: Patient should be fasting 10 – 12 hours and should not be on any corticosteroid, ACTH, or estrogen medications, if possible, for at least 48 hours prior to collection of specimen. An am specimen is preferred. Specimen Type: Plasma Container/Tube: EDTA tube Specimen Volume: 3 mL Collection Instruction: 3 mL EDTA plasma should be collected and separated asap. Plasma should be frozen immediately after separation. Ship Frozen Min Vol: 1 mL | Frozen 6 months\Refrigerated 24 hours\Ambient NO | Friday | 10 days | 21 days |  | No
ZW71 | Free Progesterone | PROG PROFILE | 235 | 83519 | Inter Science Institute | Specimen Type: Serum or Plasma Specimen Volume: 3 mL Collection Instruction: 3 ml Serum or EDTA plasma should be collected and separated and frozen as soon as possible. Minimum collection is 2 ml. NOTE: Patient should not be on any Corticosteroid, ACTH, Estrogen, or Gonadotropin medication, if possible, for at least 48 hours prior to collection of specimen. | Frozen 6 months\Refrigerated 2 weeks\Ambient NO | One time per week | 7 days | 18 days |  | No
ZW71 | Interleukin 10 - Fluid | IL10 | 510 | 83520 | Inter Science Institute | Specimen Type: Body Fluid (CSF, peritoneal, synovial, etc.) Container/Tube: Plastic aliquot tube Specimen Volume: 3 mL Collection Instruction: Body fluid in a sterile plastic tube. Ship Frozen Note: You will need to contact InterScience to confirm if fluid type client would like sent is acceptable. Indicate source on tube and paperwork. | Frozen 21 days/Refrigerated NO/Ambient NO | Wednesday | 10 days | 21 days |  | No
ZW71 | Interleukin 6 - Fluid | MML615 | 510 | 83529 | Inter Science Institute | Specimen Type: Body Fluid (CSF, peritoneal, synovial, etc.) Container/Tube: Plastic aliquot tube Specimen Volume: 3 mL Collection Instruction: Body fluid in a sterile plastic tube. Ship Frozen Note: You will need to contact InterScience to confirm if fluid type client would like sent is acceptable. Indicate source on tube and paperwork. | Frozen 30 days/Refrigerated NO\Ambient NO | Varies | 10 days | 21 days |  | No
ZW71 | Lanreotide | LANREO | 235 | 80299 | Inter Science Institute | Submit one of the folllowing: Specimen Type: Serum Specimen Volume: 3 mL Collection Instruction: Collect 3 mL serum and separate as soon as possible. Ship Refrigerated Min Vol: 1 mL Specimen Type: Plasma Container/Tube: EDTA tube Specimen Volume: 3 mL Collection Instruction: Collect 3 mL EDTA plasma and separate as soon as possible. Ship Refrigerated Min Vol: 1 mL NOTE: No special preparation is necessary since Lanreotide is not a naturally occurring substance. For optimal results, specimen should be collected immediately before the next injection of Lanreotide (trough levels) and after having been on the medication at least four months. Additional Lanreotide levels should be drawn in patients with evidence of tumor progression or loss of symptom control. | Refrigerated OK/Ambient 3 days/Frozen OK | Monday - Friday | 28 days | 35 days |  | No
ZW71 | Melanocyte Stimulating Hormone, Alpha (a-MSH) | MSH ALPHA | 185 | 83519 | Inter Science Institute | Specimen Type: Plasma Container/Tube: EDTA tube Specimen Volume: 3 mL Collection Instruction: 3 ml EDTA plasma should be collected and separated asap. Plasma should be frozen immediately after separation. Ship Frozen Min Vol: 1 mL NOTE: Patient should not be on any Steroid, ACTH, or hypertension medication, if possible, for at least 48 hours prior to collection of specimen. Morning, fasting specimens are preferred; non-fasting specimens are acceptable. | Frozen 6 months\Refrigerated NO\Ambient NO | Varies | 7-10 business days | 14 days |  | Yes
ZW71 | Melanocyte Stimulating Hormone, Beta (b-MSH) | MSH BETA | 185 | 83519 | Inter Science Institute | Specimen Type: Plasma Container/Tube: EDTA tube Specimen Volume: 3 mL Collection Instruction: 3 ml EDTA plasma should be collected and separated asap. Plasma should be frozen immediately after separation. Ship Frozen Min Vol: 1 mL NOTE: Patient should not be on any Steroid, ACTH, or hypertension medication, if possible, for at least 48 hours prior to collection of specimen. Morning, fasting specimens are preferred; non-fasting specimens are acceptable. | Frozen 6 months\Refrigerated NO\Ambient NO | Varies | 14 days | 18 days |  | No
ZW71 | Motilin | MLN | 235 | 83519 | Inter Science Institute | Submit one of the folllowing: Specimen Type: Serum Specimen Volume: 3 mL Collection Instruction: Collect 3 mL serum and separate as soon as possible. Ship Frozen Min Vol: 1 mL Specimen Type: Plasma Container/Tube: EDTA tube Specimen Volume: 3 mL Collection Instruction: Collect 3 mL EDTA plasma and separate as soon as possible. Ship Frozen Min Vol: 1 mL NOTE: Patient should be fasting 10 – 12 hours prior to collection of specimen. Patient should not be on any antacid medication or medications affecting intestinal motility, if possible, for at least 48 hours prior to collection. | Frozen 90 days/Refrigerated No/Ambient No | Monday-Friday | 28 days | 35 days |  | No
ZW71 | Neurokinin A (Substance K) | NKA | 280 | 83519 | Inter Science Institute | Specimen Type: Plasma Container/Tube: Special Z-tube (MCL T701) Specimen Volume: 3 mL Collection Instruction: Collect 10mL blood directly into ISI’s Z-tube Preservative (MCL T701) and separate as soon as possible. Freeze plasma immediately after separation. Ship Frozen Min Vol: 1 mL NOTE: -One Z-tube may be shared for up to three tests. After centrifuging tube, aliqout 1mL per test in separate vials, mark with name of test and freeze. -Patient should not be on any medications that affect hypertension, gastrointestinal functions, or pain relievers, if possible, for at least 48 hours prior to collection of specimen. | Frozen 1 month\Refrgerated NO\Ambient NO | batched - Monday through Friday | 10 days | 21 days |  | Yes
ZW71 | Neuropeptide Y | NPY | 280 | 83519 | Inter Science Institute | Specimen Type: Plasma Container/Tube: Special Z-tube (MCL T701) Specimen Volume: 3 mL Collection Instruction: Collect 10 mL blood directly into ISI’s Z-tube Preservative (MCL T701) and separate as soon as possible. Freeze plasma immediately after separation. Ship Frozen Min Vol: 1 mL NOTE: -One Z-tube may be shared for up to three tests. After centrifuging tube, aliqout 1mL per test in separate vials, mark with name of test and freeze. -Patient should be fasting 10 – 12 hours prior to collection of specimen. Medications that affect Insulin secretion or gastrointestinal function should be discontinued, if possible, for at least 48 hours prior to collection | Frozen OK/Refrigerated NO/Ambient NO | Monday | 14 days | 18 days |  | No
ZW71 | Octreotide | OCT | 210 | 80299 | Inter Science Institute | Submit one of the folllowing: Specimen Type: Serum Specimen Volume: 3 mL Collection Instruction: Collect 3 mL serum and separate as soon as possible. Ship Refrigerated Min Vol: 1 mL Specimen Type: Plasma Container/Tube: EDTA tube Specimen Volume: 3 mL Collection Instruction: Collect 3 mL EDTA plasma and separate as soon as possible. Ship Refrigerated Min Vol: 1 mL NOTE: No special preparation is needed for this test. For optimal results, blood for this test should be drawn immediately before the patient’s next injection of octreotide LAR (trough levels). Fasting is not required. Octreotide levels are not recommended for patients taking multiple, daily subcutaneous injections of Octreotide to guide therapy. However, patients receiving continuous subcutaneous infusion of Octreotide by pump can measure blood levels anytime while the pump is running | Frozen 6 months\Refrigerated 7 days\Ambient 3 days | Tuesday, Friday | 7 days | 14 days |  | No
ZW71 | Pepsinogen II (PG II) | PG II | 260 | 83520 | Inter Science Institute | Submit one of the folllowing: Specimen Type: Serum Specimen Volume: 3 mL Collection Instruction: Collect 3 mL serum and separate as soon as possible. Freeze specimens immediately after separation. Ship Frozen Min Vol: 1 mL Specimen Type: Plasma Container/Tube: EDTA tube Specimen Volume: 3 mL Collection Instruction: Collect 3 mL EDTA plasma and separate as soon as possible. Freeze specimens immediately after separation. Ship Frozen Min Vol: 1 mL NOTE: Patient should be fasting 10 – 12 hours prior to collection of specimen. Antacids or other medications affecting stomach acidity or gastrointestinal motility should be discontinued, if possible, for at least 48 hours prior to collection. | Frozen OK/Refrigerated NO/Ambient NO | Monday | 7 days | 18 days |  | No
ZW71 | Peptide YY (PYY) | PYY | 280 | 83520 | Inter Science Institute | Specimen Type: Plasma Container/Tube: Special G.I. Preservative tube (T125) Specimen Volume: 3 mL Collection Instruction: Collect 10 mL blood in special ISI GI Preservative tube (T125) yielding special GI plasma and separate as soon as possible. Freeze plasma immediately after separation. Ship Frozen Min Vol: 1 mL NOTE: Patient should be fasting 10 – 12 hours prior to collection. Antacid medication or medications that affect intestinal motility should be discontinued, if possible, for at least 48 hours prior to collection. | Frozen 30 days\Refrigerated NO\Ambient NO | Friday | 28 days | 35 days |  | No
ZW71 | Prostaglandin D2 24-Hours Urine (PGD2, 24-Hours Urine) | PGD2 24HR | 305 | 84150 | Inter Science Institute | Specimen Type: Urine, 24hr collection Container/Tube: Urine transport container Specimen Volume: 10 mL Collection Instruction: 24 hours urine collection. Refrigerate during collection and mix well. Transfer 5 – 10 ml urine to a urine transport container and freeze immediately. Ship Frozen Min Vol: 5 mL NOTE: Patient should not be on aspirin, indomethacin, or anti-inflammatory medications, if possible, for at least 48 hours prior to collection of specimen. | Frozen 30 days/Refrigerated NO/Ambient NO | Upon receipt | 7 days | 11 days |  | No
ZW71 | Prostaglandin E2 (PG E2) | PGE2 | 310 | 84150 | Inter Science Institute | Submit one of the folllowing: Specimen Type: Serum Specimen Volume: 3 mL Collection Instruction: Collect 3 mL serum and separate as soon as possible. Freeze specimen immediately after separation and ship Frozen. Min Vol: 1 mL Specimen Type: Plasma Container/Tube: EDTA tube Specimen Volume: 3 mL Collection Instruction: Collect 3 mL EDTA plasma and separate as soon as possible. Freeze specimen immediately after separation and ship Frozen. Min Vol: 1 mL NOTE: Patient should not be on aspirin, indomethacin, or anti-inflammatory medications, if possible, for at least 48 hours prior to collection of specimen. | Frozen 30 days/Refrigerated NO/Ambient NO | Wednesday | 14 days | 21 days |  | No
ZW71 | Prostaglandin E2 (PG E2), Urine | PGE2 U | 360 | 84150 | Inter Science Institute | Specimen Type: Urine, Random Container/Tube: Urine transport container Specimen Volume: 10 mL Collection Instruction: 5-10 mL of a random urine specimen should be collected and frozen immediately. Specimen must remain frozen prior to and during shipping. Ship Frozen Min Vol: 5 mL NOTE: Patient should not be on aspirin, indomethacin, or anti-inflammatory medications, if possible, for at least 48 hours prior to collection of specimen. | Frozen 180 days/Refrigerated NO/Ambient NO | Monday through Friday | 14 days | 18 days |  | No
ZW71 | Prostaglandin F2a (PG F2a) | PGF2A | 310 | 84150 | Inter Science Institute | Submit one of the folllowing: Specimen Type: Serum Specimen Volume: 3 mL Collection Instruction: Collect 3 mL serum and separate as soon as possible. Freeze specimen immediately after separation and Ship Frozen. Min Vol: 1 mL Specimen Type: Plasma Container/Tube: EDTA tube Specimen Volume: 3 mL Collection Instruction: Collect 3 mL EDTA plasma and separate as soon as possible. Freeze specimen immediately after separation and Ship Frozen. Min Vol: 1 mL NOTE: Patient should not be on aspirin, indomethacin, or anti-inflammatory medications, if possible, for at least 48 hours prior to collection of specimen. | Frozen OK/Refrigerated NO/Ambient NO | Upon receipt | 10 days | 14 days |  | No
ZW71 | Secretin | SCT | 230 | 83519 | Inter Science Institute | Specimen Type: Plasma Container/Tube: Special tube containing G.I. Preservative (MCL supply number T125). Specimen Volume: 3 mL Collection Instruction: Collect 10 mL blood in special ISI GI Preservative tube yielding special GI plasma and separate as soon as possible. Freeze plasma immediately after separation. Ship Frozen Min Vol: 1 mL NOTE: Patient should be fasting 10 – 12 hours prior to collection. Antacid medication or medications that affect intestinal motility should be discontinued, if possible, for at least 48 hours prior to collection. | Frozen 90 days/Refrigerated NO/Ambient NO | Monday-Friday | 10 days | 14 days |  | No
ZW71 | Substance P | SP | 230 | 83519 | Inter Science Institute | Specimen Type: Plasma Container/Tube: Special Z-tube (MCL T701) Specimen Volume: 3 mL Collection Instruction: Collect 10 mL blood directly into ISI’s Z-tube Preservative (MCL T701) and separate as soon as possible. Freeze plasma immediately after separation. Ship Frozen Min Vol: 1 mL NOTE: Patient should not be on any medications that affect hypertension, gastrointestinal functions, or pain relievers, if possible, for at least 48 hours prior to collection of specimen. | Frozen 30 days\Refrigerated NO\Ambient NO | Monday through Friday | 10 days | 14 days |  | No
ZW76 | Adiponectin | 004650 | 257.6 | 83520 | LabCorp-Burlington | Serum or Plasma (make sure that Specimen type is specified) Container/Tube: Red-top tube, gel-barrier tube or lavender-top (EDTA) tube Specimen Volume: 0.3 mL Separate Serum or Plasma from cells to a plastic transport tube. Ship Refrigerated | Refrigerated 14 days/ Frozen 14 days/ Ambient 14 days | Upon Receipt | 8 days | 12 |  | Yes
ZW76 | aPTT Mixing Studies | 117330 | 143 | 85730; 85732 x 2 | LabCorp-Burlington | Patient Preparation: Ideally, patient should not be on anticoagulant therapy. Avoid warfarin (Coumadin) therapy for 2 weeks prior to the test and heparin, direct Xa and thrombin inhibitor therapies for about 3 days prior to testing. Do NOT draw from an arm with a heparin lock or heparinized catheter. Specimen Type: Citrated plasma Collection Container/Tube: Light-blue top (citrate) Submission Container/Tube: Plastic vial Specimen Volume: 2 mL Collection Instructions: 1. Blood should be collected in a blue-top tube containing 3.2% buffered sodium citrate. 2. The sample should be mixed immediately by gentle inversion at least six times to ensure adequate mixing of the anticoagulant with the blood. 3. Centrifuge and carefully remove the plasma using a plastic transfer pipette, being careful not to disturb the cells. 4. Transfer to a plastic transport tube, cap, and recentrifuged for 10 minutes. 5. Use a second plastic pipette to remove the plasma, staying clear of the platelets at the bottom of the tube. 6. Transfer the plasma into a plastic vial and freeze immediately. 7. Ship frozen. Min Vol: 2 mL Note: Separate specimens must be submitted when multiple tests are ordered. | Frozen/Refrigerated NO/Ambient NO | Monday through Sunday | 2-3 days |  |  | Yes
ZW76 | ASH FibroSure | 550180 | 426.5 | 82172; 82247; 82465; 82947; 82977; 83010; 83883; 84450; 84460; 84478 | LabCorp-Burlington | Specimen Type: Serum Container/Tube: Red-top tube or gel-barrier tube Specimen Volume: 3.5 mL Collection Instruction: Separate serum from cells within two hours of collection. Send serum in a plastic aliquot tube. Ship Frozen Min Vol: 2 mL NOTE: Patient should be fasting for at least eight hours. | Frozen 7 days/Refrigerated 72hrs/Ambient 72hrs | Monday - Friday | 3-6 days | 10 days |  | Yes
ZW76 | Aspergillus Antibodies, Quantitative, DID | 164285 | 110 | 86606 x3 | LabCorp-Burlington | Patient Preparation: Patient should be fasting for eight hours to avoid lipemic sample interference. Specimen Type: Serum Container/Tube: Red-top tube or gel-barrier tube Specimen Volume: 1 mL Collection Instructions: Draw blood in a plain red-top tube, serum gel tube(s) is also acceptable. Separate serum immediately after coagulation (30 minutes) to prevent hemolysis. Send 1 mL of serum in a plastic aliquot vial. Ship Frozen Min Vol: 0.5 mL | Frozen 14 days/Refrigerated 14 days/Ambient 14 days | Monday through Friday | 2 - 5 days | 9 |  | Yes
ZW76 | Creatine Kinase (CK), Total Plus Isoenzymes | 002154 |  | 82550 (total) 82552 (isoenzymes) | LabCorp-Burlington | Specimen Type: Serum Container/Tube: Two Red-top tube or gel-barrier tube Specimen Volume: 4 mL (2 mL per tube) Collection Instructions: Draw two bloods in a plain, red-top tube(s) or gel-barrier tube(s). Centrifuge within 45 minutes of collection and send 2 mL of serum in two plastic, preservative-free vials. Ship Frozen. Min vol: 3mL (1.5 mL per tube). (Note: This volume does not allow for repeat testing) | Frozen CK:14 days Isoenzymes: 48 hours\Refrigerated CK 14 days, Isoenzymes 48 hours\Ambient CK 14 days | Monday-Friday | 3-6 days | 10 days | Full Panel: $47.00 Partial (Creatine Kinase, Total) Only: $38.93 | No
ZW76 | Crohn’s Disease Prognostic Profile | 162020 | 219.5 | 83516 x3; 86671 | LabCorp-Burlington | Specimen Type: Serum Container/Tube: Red-top tube or gel-barrier tube Specimen Volume: 1 mL Collection Instruction: Separate serum from cells within two hours of collection. Send serum in a plastic aliquot tube. Ship Refrigerated Min Vol: 0.2 mL (Note: This volume does not allow for repeat testing) | Refrigerated 14 days\Frozen 14 days\Ambient 14 days | Monday - Friday | 3 - 7 days | 11 days |  | Yes
ZW76 | Dibucaine Number | 081513 | 66.24 | 82638 | LabCorp-Burlington | Specimen Type: Serum Container/Tube: Red-top tube or gel-barrier tube Specimen Volume: 0.5 mL Collection Instruction: 1. Separate serum from cells and place in transport tube. Mark transport tube appropriately “serum”. 2. Ship Refrigerated Min Vol: 0.2 mL NOTE: Do not collect within 24 hours of administration of muscle relaxant. | Refrigerated 14 days/Ambient 14 days/Frozen 14 days | Monday through Friday | 3 - 5 days | 9 days |  | Yes
ZW76 | Factor VIII Antigen | 086015 | 190 | 83520 | LabCorp-Burlington | Necessary Information: If the patient's hematocrit exceeds 55%, the volume of citrate in the collection tube must be adjusted. Patient Preparation: Ideally, the patient should not be on anticoagulant therapy. Avoid warfarin (Coumadin) therapy for two weeks prior to the test and heparin, direct Xa, and thrombin inhibitor therapies for about three days prior to testing. Do not draw from an arm with a heparin lock or heparinized catheter. Specimen Type: Citrated plasma Collection Container/Tube: Light-blue top (3.2% sodium citrate) Submission Container/Tube: Plastic vial Specimen Volume: 1 mL Collection Instructions: Blood should be collected in a blue-top tube containing 3.2% buffered sodium citrate. Evacuated collection tubes must be filled to completion to ensure a proper blood to anticoagulant ratio. The sample should be mixed immediately by gentle inversion at least six times to ensure adequate mixing of the anticoagulant with the blood. Centrifuge and carefully remove the plasma using a plastic transfer pipette, being careful not to disturb the cells. Transfer the plasma into a plastic vial. Freeze immediately and maintain frozen until tested. Min Vol: 1 mL Note: Separate specimens must be submitted when multiple tests are ordered. | Frozen 28 days/Refrig NO/Ambient NO | 2 days per week (no specific days) | 5-7 days |  |  | Yes
ZW76 | Factor XIII | 086330 | 218.75 | 85291 | LabCorp-Burlington | Specimen Type: Plasma Container/Tube: Blue-top (sodium citrate) tube Specimen Volume: 1 mL Collection Instruction: Blood should be collected in a blue-top tube containing 3.2% buffered sodium citrate.1 Evacuated collection tubes must be filled to completion to ensure a proper blood-to-anticoagulant ratio.2,3 The sample should be mixed immediately by gentle inversion at least six times to ensure adequate mixing of the anticoagulant with the blood. A discard tube is not required prior to collection of coagulation samples unless the sample is collected using a winged (butterfly) collection system. With a winged blood collection set a discard tube should be drawn first to account for the dead space of the tubing and prevent under-filling of the evacuated tube.4,5 When non-citrate tubes are collected for other tests, collect sterile and nonadditive (red-top) tubes prior to citrate (blue-top) tubes. Any tube containing an alternative anticoagulant should be collected after the blue-top tube. Gel-barrier tubes and serum tubes with clot initiators should also be collected after the citrate tubes. Ship Frozen Min Vol: 1 mL NOTE: Avoid warfarin (Coumadin) therapy for two weeks and heparin therapy for two days prior to the test. Do not draw from an arm with a heparin lock or heparinized catheter. | Frozen OK/Refrigerated NO/Ambient NO | Monday - Friday | 3 - 4 days | 8 days |  | Yes
ZW76 | Fecal Fat and Muscle Fibers, Qualitative | 049684 | 132 | 82705; 89160 | LabCorp-Burlington | Specimen Type: Stool, Random Container/Tube: Plastic screw-cap vial Specimen Volume: 3 g Collection Instruction: Patient is required to eat adequate amounts of red meat for 24 to 72 hours before testing. Specimens obtained with a warm saline enema or Fleet Phospho-Soda® are acceptable. Barium procedures or laxatives should be avoided for one week prior to collection of the specimen. Do not contaminate outside of container; do not overfill container. Ship Refrigerated Min Vol: 1 g | Refrigerated 5 days\Ambient NO\Frozen NO | Monday through Friday | 4 - 7 days | 11 days |  | Yes
ZW76 | Fibrinogen Activity | 001610 | 80 | 85384 | LabCorp-Burlington | Special Instructions: If the patient's hematocrit exceeds 55%, the volume of citrate in the collection tube must be adjusted. Specimen Type: Citrated plasma Collection Container/Tube: Light-blue top (citrate) Submission Container/Tube: Plastic vial Specimen Volume: 1 mL Collection Instructions: 1. Blood should be collected in a blue-top tube containing 3.2% buffered sodium citrate. 2. The sample should be mixed immediately by gentle inversion at least six times to ensure adequate mixing of the anticoagulant with the blood. 3. Centrifuge for at least 10 minutes at 1500xg. 4. Transfer the plasma into a plastic vial and freeze immediately. 5. Ship frozen. Min Vol: 1 mL Note: Separate specimens must be submitted when multiple tests are ordered. | Frozen 14 days | Monday through Friday | 1 day |  |  | Yes
ZW76 | Fibrinogen Degradation Products (FDP), Plasma | 115402 | 105 | 85362 | LabCorp-Burlington | Special Instructions: If the patient's hematocrit exceeds 55%, the volume of citrate in the collection tube must be adjusted. Specimen Type: Citrated plasma Collection Container/Tube: Light-blue top (citrate) Submission Container/Tube: Plastic vial Specimen Volume: 1 mL Collection Instructions: 1. Blood should be collected in a blue-top tube containing 3.2% buffered sodium citrate. 2. The sample should be mixed immediately by gentle inversion at least six times to ensure adequate mixing of the anticoagulant with the blood. 3. Centrifuge and carefully remove the plasma using a plastic transfer pipette, being careful not to disturb the cells. 4. Transfer the plasma into a plastic vial and freeze immediately. 5. Ship frozen. Min Vol: 1 mL Note: Separate specimens must be submitted when multiple tests are ordered. | Frozen/Refrigerate NO/Ambient NO | Monday through Sunday | 2-3 days |  |  | Yes
ZW76 | Foscarnet Resistance HSV (Phenotype) | 138362 | 381.76 | 87252, 87253 | LabCorp-Burlington | Submit one of the following: Specimen Type: Actively-growing isolate (preferred) Collection Container: Isolate growing in a permissive cell line (ie MRC-5 or A549) Specimen Volume: One cell culture tube Collection Instruction: Send One cell culture tube. Ship isolate Ambient Or Specimen Type: Eye, genital, oral, urethral, vesicle, or throat swab (from which HSV isolation will be attempted) Collection Container: Primary sample in viral transport media (VTM). Ship Refrigerate Specimen Volume: One swab in viral transport media (VTM) Collection Instructions: One swab in viral transport media. Ship swab in VTM Refrigerated REQUIRED: Organism Name, Source/Site where culture was taken | Isolate: Ambient Swab in VTM: Refrigerated Submit as soon as possible, but within 5 days of collection. | Upon receipt | 21 - 24 days | 28 |  | Yes
ZW76 | HER-2/neu, Serum | 480136 | 228.7 | 83950 | LabCorp-Burlington | Specimen Type: Serum Container/Tube: Red-top or SST Specimen Volume:1 mL Collection Instructions: Draw blood in a plain, red-top tube(s), serum gel tube(s) is acceptable. Spin down and send 1 mL serum in a screw-capped vial. Ship Frozen Min Vol: 0.2 mL | Frozen OK/Refrigerated NO/Ambient NO | Tuesday, Friday | 5 days | 9 days |  | Yes
ZW76 | Herpes Simplex Virus (HSV) Types 1/2 Phenotyping for Acyclovir Drug Resistance | 138370 | 365.25 | 87252; 87253 | LabCorp-Burlington | Submit one of the following: Specimen Type: Actively-growing isolate (preferred) Collection Container: Isolate growing in a permissive cell line (ie MRC-5 or A549) Specimen Volume: One cell culture tube Collection Instruction: Send One cell culture tube. Ship isolate Ambient Or Specimen Type: Eye, genital, oral, urethral, vesicle, or throat swab (from which HSV isolation will be attempted) Collection Container: Primary sample in viral transport media (VTM). Ship Refrigerate Specimen Volume: One swab in viral transport media (VTM) Collection Instructions: One swab in viral transport media. Ship swab in VTM Refrigerated REQUIRED: Organism Name, Source/Site where culture was taken | Isolate: Ambient Swab in VTM: Refrigerated Submit as soon as possible, but within 5 days of collection. | Monday - Friday | 21 -24 days | 28 days |  | Yes
ZW76 | High Molecular Weight Kininogen (HMWK) | 117359 | 208.25 | 85293 | LabCorp-Burlington | Patient Preparation: Do not draw from an arm with a heparin lock or heparinized catheter. Specimen Type: Citrated plasma Collection Container/Tube: Light-blue top (3.2% sodium citrate) Submission Container/Tube: Plastic vial Specimen Volume: 1 mL Collection Instructions: Blood should be collected in a blue-top tube containing 3.2% buffered sodium citrate. Evacuated collection tubes must be filled to completion to ensure a proper blood-to-anticoagulant ratio. The sample should be mixed immediately by gentle inversion at least six times to ensure adequate mixing of the anticoagulant with the blood. Centrifuge and carefully remove the plasma using a plastic transfer pipette, being careful not to disturb the cells. Transfer the plasma into a plastic vial. Freeze immediately and maintain frozen until tested. Min Vol: 1 mL Note: Separate specimens must be submitted when multiple tests are ordered. | Frozen 28 days/Refrig NO/Ambient NO | 1 day per week (no specific day) | 4-8 days |  |  | Yes
ZW76 | HLA DR1/3/4/5, DQ Intermediate Resolution | 167120 | 560 | 81375 | LabCorp-Burlington | Specimen Type: Whole Blood Container/Tube: Lavender-top (EDTA) tube Specimen Volume: 7 mL Collection Instruction: Send 7 mL EDTA whole blood. Ship Ambient Min Vol: 3 mL | Ambient 7 days\Refrigerated NO\Frozen NO | Upon Receipt | 3 - 7 days | 11 days |  | Yes
ZW76 | Human Antimouse Antibodies | 140657 | 132.45 | 83520 | LabCorp-Burlington | Specimen Type: Serum Container/Tube: Red-top tube or gel-barrier tube Specimen Volume: 0.4 mL Collection Instructions: Draw blood in a plain red-top tube(s), serum gel tube(s) is acceptable. Spin down and send 0.4 mL of serum in a plastic vial. Ship Frozen Min Vol: 0.2 mL (Note: this volume does not allow for repeat testing) | Frozen 90 days/Refrigerated 24hrs/Ambient NO | Monday - Friday | 6 - 10 days | 14 days |  | Yes
ZW76 | Human Herpesvirus 6 (HHV-6) Antibodies, IgG | 161075 | 157.75 | 86790 | LabCorp-Burlington | Specimen Type: Serum Container/Tube: red-top or gel-barrier tube tube (pour off serum first). Specimen Volume: 1 mL Collection Instruction: Separate from cells and send serum in a plastic aliquot tube. Ship Refrigerated NOTE: Specimen should be free of bacterial contamination, hemolysis, and lipemia. Min Vol: 0.5 mL (Note: This volume does not allow for repeat testing) | Refrigerated 14 days/Ambient 14 days/Frozen 14 days | Monday, Wednesday, Friday | 2 - 6 days | 11 days |  | Yes
ZW76 | Lactate Dehydrogenase (LD) Isoenzymes | 001842 | 119 | 83615, 83625 | LabCorp-Burlington | Specimen Type: Serum Container/Tube: Red-top tube or gel-barrier tube Specimen Volume: 2 mL Collection Instruction: Separate serum from cells within 45 minutes of collection. Send serum in a plastic aliquot tube. Ship Ambient Min Vol: 2 mL | Ambient 7 days/ Refrigerated 3 days/ Frozen NO | Monday - Friday | 3 - 6 days | 10 days |  | Yes
ZW76 | Plasminogen Activator Inhibitor 1 (PAI-1) Activity | 146787 | 210 | 85415 | LabCorp-Burlington | Specimen Type: Plasma Container/Tube: Blue-top (sodium citrate) tube Specimen Volume: 0.5 mL Collection Instruction: Blood should be collected in a blue-top tube containing 3.2% buffered sodium citrate. Centrifuge and carefully remove the plasma and transfer into a plastic aliquot tube. Freeze immediately and ship Frozen. Min Vol: 0.2 mL | Frozen 11 days\Refrigerated NO\Ambient NO | Monday - Friday | 3 - 5 days | 9 days |  | Yes
ZW76 | Prekallikrein (Fletcher Factor) | 086075 | 208.25 | 85292 | LabCorp-Burlington | Patient Preparation: Do not draw from an are with a heparin lock or heparinized catheter. Specimen Type: Citrated plasma Collection Container/Tube: Light-blue top (3.2% sodium citrate) Submission Container/Tube: Plastic vial Specimen Volume: 1 mL Collection Instructions: Citrated plasma samples should be collected by double centrifugation. Blood should be collected in a blue-top tube containing 3.2% buffered sodium citrate (32). Evacuated collection tubes must be filled to completion to ensure a proper blood to anticoagulant ratio (33,34). The sample should be mixed immediately by gentle inversion at least six times to ensure adequate mixing of the anticoagulant with the blood. Centrifuge for 10 minutes and carefully remove 2/3 of the plasma using a plastic transfer pipette, being careful not to disturb the cells. Deliver to a plastic transport tube, cap, and recentrifuge for 10 minutes. Use a second plastic pipette to remove the plasma, staying clear of the platelets at the bottom of the tube. Transfer the plasma into a plastic vial. Freeze immediately and maintain frozen until tested. Min Vol: 1 mL Note: Separate specimens must be submitted when multiple tests are ordered. | Frozen 28 days/Refrig NO/Ambient NO | One day per week (no specific day) | 4-8 days |  |  | Yes
ZW76 | Spinal Muscular Atrophy (SMA), Fetal Analysis | 481651 |  | 81329 | LabCorp-Burlington | Submit one of the following: Specimen Type: Cultured amniotic fluid or cultured chorionic (CVS) cells Container/Tube: Confluent T-25 flask Specimen Volume: One confluent T-25 flask Collection Instruction: Collect using standard sterile techniques. Ship Ambient Min Vol: One confluent T-25 flask Specimen Type: Cord Blood Container/Tube: Yellow-top (ACD-A) or Lavender-top (EDTA) tubes Specimen Volume: 4 mL cord blood Collection Instruction: Collect using standard sterile techniques. Ship Ambient Min Vol: 3 mL cord blood PLEASE NOTE: All fetal specimens, including cord blood, must be accompanied by a maternal blood. A separate order should be submitted with the maternal specimen. | Ambient OK/Refrigerated NO/Frozen NO Ship expedited at room temperature. | Upon Receipt | 8 - 21 days | 25 days | Please call for final price, additional culture fee may be applied. | Yes
ZW76 | Vitamin C | 001805 | 114.54 | 82180 | LabCorp-Burlington | REQUIRED: Light protected Specimen Type: Plasma protected from light Container/Tube: Green-top (lithium heparin) tube; amber plastic transport tube with amber-top Specimen Volume: 1 mL Collection instructions: Collect Green-top tube containing lithium heparin, separate from cells immediately after venipuncture and transfer to light-protected amber plastic tube. Ship Frozen Note: Plasma must be placed on dry ice for shipment within 4 hours of separation. Freeze immediately and protect from light. Min Vol: 0.5 mL (Note: This volume does not allow for repeat testing) | Frozen 14 days/Refrigerated NO/Ambient NO | Sunday through Friday, 1st shift | 3 - 5 days | 9 days |  | Yes
ZW76 | von Willebrand Factor (vWF) Collagen-Binding Activity (CBA) | 117169 | 297.5 | 85246, 83520 | LabCorp-Burlington | Specimen Type: Citrated plasma Collection Container/Tube: Light-blue top (3.2 % sodium citrate) Submission Container/Tube: Plastic vial Specimen Volume: 2 mL Collection Instructions: Blood should be collected in a blue-top tube containing 3.2% buffered sodium citrate. Evacuated collection tubes must be filled to completion to ensure a proper blood-to-anticoagulant ratio. The sample should be mixed immediately by gentle inversion at least six times to ensure adequate mixing of the anticoagulant with the blood. Centrifuge and carefully remove the plasma using a plastic transfer pipette, being careful not to disturb the cells. Transfer the plasma into a plastic vial. Freeze immediately and maintain frozen until tested. Min Vol: 1 mL (Note: This volume will not allow for repeat testing.) Note: Separate specimens must be submitted when multiple tests are ordered. | Frozen 28 days/Refrig NO/Ambient NO | 2 days per week (no specific days) | 5-9 days |  |  | Yes
ZW78 | Specific IgG to Typhoid Virulence Antigen (Vi) Polysaccharide Vaccine (Typhim Vi) | STIGG | 417 | 86768 | Medical College of WI-Allergy-Immunology Diag Lab | Complete and submit with sample: AIDLC Test Requisition Form Specimen Type: Serum Container/Tube: Red-top tube or gel-barrier tube Acceptable: Serum gel tube Specimen Volume: 3 mL Collection Instruction: Draw blood in a Red-top tube(s). Serum-gel tube(s) is also acceptable. Spin down and send 3 mL of serum. Ship Refrigerated Min Vol: 1 mL NOTE - To determine the specific antibody response to the Typhim Vi vaccine, please send a pre-vaccination sample and another sample 4 weeks or later after vaccination under separate orders. |  | Upon Receipt | 10 days | 14 days |  | No
ZW80 | Sulfonylurea Profile, Urine | 19105 | 157.35 | 80377 | Medtox Laboratories, Inc. | Specimen Type: Urine, Random Container/Tube: Plastic urine container or transport tube without preservative Specimen Volume: 5 mL Collection Instruction: Send 5 mL random urine in a plastic urine container w/out preservative. Ship Refrigerated Min Vol: 1.2 mL | Refrigerated 14 days/Frozen 180 days/Ambient 3 days | Monday through Sunday | 5 days | 9 days |  | Yes
ZW80 | Trazodone, Serum or Plasma | 124 | 70.25 | 80299 | Medtox Laboratories, Inc. | Submit one of the following: Specimen Type: Serum Container/Tube: Red-top (no additive) tube. Gel-barrier tubes are not recommended. Specimen Volume: 1 mL Collection Instruction: Transfer separated serum to a plastic transport tube. Trough levels are most reproducible. Ship Refrigerated Min Vol: 0.2 mL Specimen Type: Plasma Container/Tube: Green-top (heparin) tube. Gel-barrier tubes are not recommended. Specimen Volume: 1 mL Collection Instruction: Transfer separated plasma to a plastic transport tube. Trough levels are most reproducible. Ship Refrigerated Min Vol: 0.2 mL | Refrigerated 14 days/Frozen 180 days/Ambient 3 days | As needed | 5 days | 9 days |  | Yes
ZW80 | Aromatic Solvents, whole blood | 70259 | 303.24 | 84600 | Medtox Laboratories, Inc. | Specimen Type: Whole Blood, heparinized Container/Tube: Green-top (heparin) tube Specimen Volume: 20 mL Collection Instruction: Collect a minimum of two tubes; tubes should be filled to prevent loss of volatile into headspace. Ship Refrigerated Min Vol: 7 mL | Refrig OK\Frozen OK\Ambient NO | Batched once a week | 7 days | 14 days |  | Yes
ZW80 | Atenolol, serum or plasma | 372 | 109.19 | 80299 | Medtox Laboratories, Inc. | Submit one of the following: Specimen Type: Serum Container/Tube: Red-top (no additive) tube. Gel-barrier tubes are not recommended. Specimen Volume: 5 mL Collection Instruction: Transfer separated serum to a plastic transport tube. Trough levels are most reproducible. Ship Refrigerated Min Vol: 1 mL Specimen Type: Plasma Container/Tube: Green-top (heparin) tube. Gel-barrier tubes are not recommended. Specimen Volume: 5 mL Collection Instruction: Transfer separated plasma to a plastic transport tube. Trough levels are most reproducible. Ship Refrigerated Min Vol: 1 mL | Refrigerated 7 days\Frozen 180 days\Ambient 3 days | Monday through Sunday | 5 days | 9 days |  | Yes
ZW80 | Barium, Urine | 60652 | 99.21 | 83018 | Medtox Laboratories, Inc. | Specimen Type: Urine, Random Container/Tube: Metal-free plastic urine container or metal-free transport tube Specimen Volume: 10 mL Collection Instruction: Send 10 mL of random urine in a plastic, metal-free container. Ship Refrigerated Min Vol: 0.5 mL | Refrigerated 7 days/Frozen 180 days/Ambient 3 days | Monday through Sunday | 3 days | 7 days |  | Yes
ZW80 | Benzodiazepine Confirmation, Quantitative, serum or plasma | 19976 | 133.61 | 80347 | Medtox Laboratories, Inc. | Submit one of the following: Specimen Type: Serum Container/Tube: Red-top (no additive) tube. Gel-barrier tubes are not recommended. Specimen Volume: 3 mL Collection Instruction: Transfer separated serum to a plastic transport tube. Ship Refrigerated Min Vol: 1 mL Specimen Type: Plasma Container/Tube: Green-top (heparin) tube. Gel-barrier tubes are not recommended. Specimen Volume: 3 mL Collection Instruction: Transfer separated plasma to a plastic transport tube. Ship Refrigerated Min Vol: 1 mL | Refrigerated 8 days/Ambient 8 days/Frozen 19 days | Monday through Sunday | 3 days | 7 days |  | Yes
ZW80 | Buprenorphine Confirmation-Meconium | 4075 | 81.96 | 80348 | Medtox Laboratories, Inc. | Specimen Type: Meconium Container/Tube: Leak proof, sterile plastic collection vial Specimen Volume: 2 g Collection Instruction: Collect specimen into the same leak proof, sterile plastic collection vial until 2 g of meconium have been collected or until the first milk stool appears. Between collections, store specimen in a secure refrigerator. When at least 2 g of meconium has been collected, tightly screw on the cap of the collection vial. Ship Refrigerated Min Vol: 1 g | Refrigerated 14 days/Frozen 365 days/Ambient NO | Monday through Sunday | 2 days | 6 days |  | Yes
ZW80 | Cenobamate (Xcopri), S/P | 702735 | 129.5 | 80299 | Medtox Laboratories, Inc. | Submit only 1 of the following specimens: Specimen Type: Serum Container/Tube: Red top Specimen Volume: 2 mL Collection Instruction: 1. Separate serum and transfer into a plastic transport tube. 2. Ship Refrigerated Specimen Type: Plasma Container/Tube: Lavender-top (EDTA) Specimen Volume: 2 mL Collection Instruction: 1. Separate plasma and transfer into a plastic transport tube. 2. Ship Refrigerated Min Vol: 0.5 mL | Refrigerated 14 days/Frozen 14 days/Ambient 14 days | Monday - Friday | 5 days | 9 days |  | Yes
ZW80 | Clorazepate (as Desmethyldiazepam), serum or plasma | 30 | 81.51 | 80299 | Medtox Laboratories, Inc. | Submit one of the following: Specimen Type: Serum Container/Tube: Red-top (no additive) tube. Gel-barrier tubes are not recommended. Specimen Volume: 2 mL Collection Instruction: Transfer separated serum to a plastic transport tube. Ship Refrigerated Min Vol: 0.5 mL Specimen Type: Plasma Container/Tube: Green-top (heparin) tube. Gel-barrier tubes are not recommended. Specimen Volume: 2 mL Collection Instruction: Transfer separated plasma to a plastic transport tube. Ship Refrigerated Min Vol: 0.5 mL | Refrigerated OK\Frozen OK\Ambient 3 days | Monday through Sunday | 3 days | 7 days |  | Yes
ZW80 | Dextromethorphan and metabolite, quantitative, urine | 2815 | 92.11 | 80362 | Medtox Laboratories, Inc. | Specimen Type: Urine, Random Container/Tube: Plastic urine container or transport tube without preservative Specimen Volume: 10 mL Collection Instruction: Send 10 mL random urine in a plastic urine container. Ship Refrigerated Min Vol: 0.5 mL | Refrigerated OK\Frozen OK\Ambient NO | Monday through Sunday | 5 days | 9 days |  | Yes
ZW80 | Drug Screen 10 w/Conf, SE | 700841 |  | 80307 | Medtox Laboratories, Inc. | Specimen Type: Serum Container/Tube: Red-top (no additive) tube. Gel-barrier tubes are not recommended. Specimen Volume: 7 mL Collection Instruction: Transfer separated serum to a plastic transport tube. Ship Refrigerated Min Vol: 3 mL | Refrigerated 14 days/Frozen 6 months/Ambient NO | Monday through Sunday | 5 days | 9 days | Fee: $110.00 Reflex to confirmation: $35.00 for each additional test that is reflexed | Yes
ZW80 | Drug Screen 10, w/Conf, WB | 700886 |  | 80307 | Medtox Laboratories, Inc. | Specimen Type: Whole Blood Container/Tube: Gray-top (NaF/oxalate) tube, green-top (heparin) tube, or lavender-top (EDTA) tube. Specimen Volume: 7 mL Collection Instruction: Collect blood in a Gray-top (NaF/oxalate) tube, green-top (heparin) tube, or lavender-top (EDTA) tube and send 7 mL whole blood Refrigerated. Min Vol: 3 mL | Refrigerated 14 days/Frozen 180 days/Ambient NO Frozen: 180 days | Monday through Sunday | 5 days | 9 days | Fee: $111.00 Reflex $35.00 for each additional test that is reflexed. | Yes
ZW80 | Drug Screen 11 w/Conf, Serum | 700844 |  | 80307 | Medtox Laboratories, Inc. | Specimen Type: Serum Container/Tube: Red-top (no additive) tube. Gel-barrier tubes are not recommended. Specimen Volume: 7 mL Collection Instruction: Transfer separated serum to a plastic transport tube. Ship Refrigerated Min Vol: 3 mL | Refrigerated 14 days/Frozen 6 months/Ambient NO | Monday through Sunday | 5 days | 9 days | Fee: $120.00 Reflex to confirmation: $35.00 for each additional test that is reflexed | Yes
ZW80 | Drug Screen 11, with reflex Confirmation, Whole Blood | 700887 |  | 80307 G0431/Government payers (if appropriate) | Medtox Laboratories, Inc. | Specimen Type: Whole Blood Container/Tube: Gray-top (NaF/oxalate) tube, green-top (heparin) tube, or lavender-top (EDTA) tube. Specimen Volume: 7 mL Collection Instruction: Send 7 mL whole blood from a Gray-top (NaF/oxalate) tube, green-top (heparin) tube, or lavender-top (EDTA) tube. Min Vol: 3 mL | Refrigerated 7 days/Frozen 180 days/Ambient NO | Upon Receipt | 5 days | 9 days | Fee: $131.00 Reflex to confirmation: $35.00 for each additional test that is reflexed | Yes
ZW80 | Drug Screen 8 with reflex Confirmation | 700843 |  | 80307 | Medtox Laboratories, Inc. | Specimen Type: Serum Container/Tube: Red-top (no additive) tube. Gel-barrier tubes are not recommended. Specimen Volume: 7 mL Collection Instruction: Transfer separated serum to a plastic transport tube. Ship Refrigerated Min Vol: 3 mL | Refrigerated 7 days/Frozen 180 days/Ambient NO | Monday through Sunday | 5 days | 9 days | Fee: $105.00 Reflex to confirmation: $35.00 for each additional test that is reflexed | Yes
ZW80 | Fentanyl Screen with Reflex Confirmation, Meconium | 817070 | 98.7 | 80307 | Medtox Laboratories, Inc. | Specimen Type: Meconium Container/Tube: Meconium Collection Kit or Clean, leakproof polypropylene container. Specimen Volume: 5 gm Collection Instruction: Send 5 gm of meconium in a leakproof polypropylene container. Ship Refrigerated NOTE: Specimens from different voidings may be pooled if necessary. Min Vol: 1 gm | Refrigerated 7 days/Frozen 30 days/Ambient 3 days | Upon Receipt | 3 - 6 days | 10 days | No additional fees if testing is Reflexed. | No
ZW80 | Kratom (Mitragynine), Screen with Confirmation, Quantitative, Urine | 2975 |  | 80307 | Medtox Laboratories, Inc. | Specimen Type: Urine, Random Container/Tube: Plastic urine container or transport tube without preservative Specimen Volume: 10 mL Collection Instruction: Separate from cells and send serum in a plastic aliquot tube. Ship Refrigerated Min Vol: 1 mL Submission/transport (<3 days): Refrigerate. For storage beyond three days, specimen should be frozen. | Refrigerated 3 days\Frozen OK\Ambient NO | Varies; Monday through Saturday | 5 days | 11 days | Fee = $126.88 If reflexed to confirmation, add add'l $87.50 = 214.38 | Yes
ZW80 | LSD (Lysergic Acid Diethylamide), Screen with Confirmation, serum or plasma | 1276 | 123.08 | 80307 G0431/Government payers (if appropriate) | Medtox Laboratories, Inc. | Submit one of the following: Specimen Type: Serum Container/Tube: Red-top (no additive) tube. Gel-barrier tubes are not recommended. Specimen Volume: 7 mL Collection Instruction: Transfer separated serum to a plastic transport tube. Wrap specimen in foil to protect from light. Ship Refrigerated Min Vol: 3 mL Specimen Type: Plasma Container/Tube: Green-top (heparin) tube. Gel-barrier tubes are not recommended. Specimen Volume: 7 mL Collection Instruction: Transfer separated plasma to a plastic transport tube. Wrap specimen in foil to protect from light. Ship Refrigerated Min Vol: 3 mL | Refrigerated 3 days\Frozen OK\Ambient NO For storage beyond three days, specimen should be frozen. | Monday through Sunday | 5 days | 9 days |  | Yes
ZW80 | Mescalin and Psilocin, urine | 2845 |  | 80307 | Medtox Laboratories, Inc. | Specimen Type: Urine, Random Container/Tube: Plastic urine container or transport tube without preservative; protect from light. Specimen Volume: 5 mL Collection Instruction: Send 5 mL random urine, wrapped in foil to protect from light. Ship Frozen Min Vol: 1 mL | Frozen OK\Refrigerated NO\Ambient NO | Monday through Sunday | 5 days | 9 days | Screen = $122.50 if confirmation testing ran additional charge of $49.00 (1 confirmation test) or $98.00 (both confirmation tests) is charged. | Yes
ZW80 | PCB (Polychlorinated Biphenyls) Congeners, Screen with Confirmation, serum | 935 |  | 82441 | Medtox Laboratories, Inc. | Specimen Type: Serum Container/Tube: Red-top (no additive) tube Do NOT use a gel-barrier tube. Specimen Volume: 5 mL Collection Instruction: Serum should be separated from cells within two hours of venipuncture. Submit serum in a plastic transport tube. Ship Refrigerated Min Vol: 1 mL | Refrigerated 14 days/Frozen 6 months/Ambient 3 days | Monday through Sunday | 5 days | 9 days | Screen Fee = $70.00; If reflex necessary, will be performed at an additional charge of 25.00. | Yes
ZW80 | Pregabalin, urine | 81237 | 98.5 | 80366 | Medtox Laboratories, Inc. | Specimen Type: Urine, Random Container/Tube: Plastic urine container or transport tube without preservative Specimen Volume: 10 mL Collection Instruction: Send 10 mL random urine in a plastic urine container w/out preservative. Ship Refrigerated Min Vol: 0.5 mL | Refrigerated 7 days/Frozen OK/Ambient 3 days | Monday through Saturday | 5 days | 9 days |  | Yes
ZW80 | Propoxyphene Confirmation, Quantitative, urine | 2797 | 73 | 80367 | Medtox Laboratories, Inc. | Specimen Type: Urine, Random Container/Tube: Plastic urine container or transport tube without preservative Specimen Volume: 3 mL Collection Instruction: Send 3 mL random urine in a plastic urine container w/out preservative. Ship Refrigerated Min Vol: 1 mL | Refrigerated 14 days\Frozen 6 months\Ambient 3 days | Monday through Sunday | 5 days | 9 days |  | Yes
ZW80 | Psilocin, Screen with Confirmation, urine | 2832 |  | 80307 (Screen), 80323 (Confirmation) | Medtox Laboratories, Inc. | NOTE: Wrap specimen in foil to protect from light. Specimen Type: Urine, Random Container/Tube: Plastic urine container or transport tube without preservative; protect from light Specimen Volume: 5 mL Collection Instruction: Send 5 mL random urine in a plastic urine container w/out preservative and protected from light. Ship Refrigerated Min Vol: 1 mL | Refrigerated 14 days/Frozen 6 months/Ambient 3 days | Monday through Sunday | 5 days | 9 days | Screen fee = $94.50 Positive results reflex to Psilocin confirmation for an additional $49.00 | Yes
ZW80 | Quetiapine, serum or plasma | 423 | 76.16 | 80299 | Medtox Laboratories, Inc. | Submit one of the following: Specimen Type: Serum Container/Tube: Red-top (no additive) tube. Gel-barrier tubes are not recommended. Specimen Volume: 3 mL Collection Instruction: Transfer separated serum to a plastic transport tube. Trough levels are most reproducible. Ship Refrigerated Min Vol: 0.6 mL Specimen Type: Plasma Container/Tube: Green-top (heparin) tube. Gel-barrier tubes are not recommended. Specimen Volume: 3 mL Collection Instruction: Transfer separated plasma to a plastic transport tube. Trough levels are most reproducible. Ship Refrigerated Min Vol: 0.6 mL | Refrigerated 14 days/Frozen 180 days/Ambient 3 days | Monday through Sunday | 5 days | 9 days |  | Yes
ZW80 | Sulfonylurea Profile, Quantitative, Serum or Plasma | 19102 | 146.8 | 80377 | Medtox Laboratories, Inc. | Submit one of the following: Specimen Type: Serum Container/Tube: Red-top (no additive) tube. Gel-barrier tubes are not recommended. Specimen Volume: 2 mL Collection Instruction: Transfer separated serum to a plastic transport tube. Ship Refrigerated Min Vol: 1 mL Specimen Type: Plasma Container/Tube: Green-top (heparin) tube. Gel-barrier tubes are not recommended. Specimen Volume: 2 mL Collection Instruction: Transfer separated plasma to a plastic transport tube. Ship Refrigerated Min Vol: 1 mL NOTE: Submission of the minimum volume results in an elevated reporting limit and inability to repeat analysis. | Refrigerated OK\Frozen OK\Ambient 3 days | Monday through Sunday | 5 days | 9 days |  | Yes
ZW80 | Thioridazine and Mesoridazine, Serum or Plasma | 119 | 79.04 | 80299 | Medtox Laboratories, Inc. | Submit one of the following: Specimen Type: Serum Container/Tube: Red-top (no additive) tube. Gel-barrier tubes are not recommended. Specimen Volume: 1 mL Collection Instruction: Transfer separated serum to a plastic transport tube. Trough levels are most reproducible. Ship Refrigerated Min Vol: 0.2 mL Specimen Type: Plasma Container/Tube: Green-top (heparin) tube. Gel-barrier tubes are not recommended. Specimen Volume: 1 mL Collection Instruction: Transfer separated plasma to a plastic transport tube. Trough levels are most reproducible. Ship Refrigerated Min Vol: 0.2 mL Note: Submission of the minimum volume results in an elevated reporting limit and inability to repeat analysis. | Refrigerated OK\Frozen OK\Ambient 3 days | Monday through Sunday | 5 days | 9 days |  | Yes
ZW80 | Trichloroethylene, blood | 72263 | 93.98 | 82441 | Medtox Laboratories, Inc. | Specimen Type: Whole blood Container/Tube: Green-top (sodium heparin) Specimen Volume: 20 mL Collection Instruction: Collect 2 tubes green-top (sodium heparin) whole blood at end of shift at end of workweek. Tubes should be filled to prevent loss of volatile compound into headspace. Ship Refrigerated Min Vol: 2.5 mL | Refrigerated 14 days/Frozen 14 days/Ambient 3 days | Monday through Sunday | 7 days | 11 days |  | Yes
ZW83 | Acanthamoeba/Naegleria Culture | 52070 | 168.2 | 87081 | Quest Diagnostics (IFD) | Submit one of the following: Specimen Type: CSF Container/Tube: Sterile Container, leak-proof Specimen Volume: 1 mL Collection Instruction: All specimens should be collected aseptically and held at room temperature (20-25°C). Do not freeze or refrigerate specimens. Do not dilute with sterile saline. Ship Ambient Min Vol: 0.5 mL Specimen Type: biopsy, scraping, or equivalent tissue from brain, lung, cornea, or lesion Container/Tube: Sterile Container, leak-proof Acceptable: 1 sterile swab of conjunctiva/corneal ulcer collected in a sterile container with 2 mL sterile saline, or 2 contact lenses suspended in 2 mL lens care solution from an open container (already in use by patient) or in 2 mL sterile saline collected in a sterile, leak-proof container Collection Instruction: All specimens should be collected aseptically and held at room temperature (20-25°C). Do not freeze or refrigerate specimens. Do not dilute with sterile saline. Ship Ambient Min Vol: 1 contact lens | Ambient 7 days/Refrigerated NO/Frozen NO | Daily | 11-12 days | 16 |  | Yes
ZW83 | Adenovirus DNA, Quantitative Real-Time PCR, WB | 19726 | 374.9 | 87799 | Quest Diagnostics (IFD) | Source is required. Specimen Type: Whole Blood Container/Tube: Lavender-top (EDTA) Specimen Volume: 1 mL Collection Instructions: Draw blood in a lavender-top (EDTA) tube(s) and send 1 mL whole blood refrigerated (DO NOT FREEZE). Specimen Min Vol. 0.6 mL | Whole Blood: Refrigerated (preferred) 7 days Ambient 48 hours | Monday through Sunday | 2-4 days | 8 |  | Yes
ZW83 | Aspergillus DNA, Qualitative, Real-Time PCR | 18873 | 270.96 | 87798 x3 | Quest Diagnostics (IFD) | Submit one of the following: Specimen Type: Bronchoalveolar lavage or Sputum Container/Tube: Plastic sterile leak-proof container Specimen Volume: 3 mL Collection Instruction: Send 3 mL bronchoalveolar lavage or sputum collected in a plastic sterile leak-proof container. Ship Refrigerated Min Vol: 2 mL Specimen Type: Whole Blood Container/Tube: EDTA (lavender-top) tube Acceptable: (ACD) yellow-top tube Specimen Volume: 3 mL Collection Instruction: Send 3 mL whole blood collected in a EDTA (lavender-top) tube or (ACD) yellow-top tube. Ship Refrigerated Min Vol: 2 mL Specimen Type: CSF Container/Tube: Plastic sterile leak-proof container Specimen Volume: 1 mL Collection Instruction: Send 1 mL CSF collected in a plastic sterile leak-proof container. Ship Refrigerated Min Vol: 0.3 mL | Refrigerated 7 days/Frozen 30 days/Ambient NO | Monday - Saturday | 2 - 3 days | 7 days |  | No
ZW83 | Babesia Duncani (WA1) Antibody (IgG), IFA | 17231 | 123 | 86753 | Quest Diagnostics (IFD) | Specimen Type: Serum Container/Tube: Red top tube (no gel) Specimen Volume: 0.5 mL Collection Instruction: Send 0.5 mL Serum in a plastic aliquot tube. Ship Refrigerated Min Vol: 0.2 mL | Refrigerated 14 days\Ambient 7 days\Frozen 30 days | Tuesday through Saturday | 2 - 4 days | 8 days |  | Yes
ZW83 | BK Virus DNA, Quantitative Real-Time PCR, CSF | 18901 | 311.34 | 87799 | Quest Diagnostics (IFD) | Specimen Type: CSF Container/Tube: Sterile leak-proof container Specimen Volume: 0.7 mL Collection Instruction: Send 0.7 mL CSF in a sterile leak-proof container. Ship Frozen Min Vol: 0.3 mL | Frozen 30 days/Refrigerated 7 days/Ambient 48hrs | Daily | 1 day | 5 days |  | Yes
ZW83 | Colorado Tick Fever Antibody Panel, IFA | 34986 | 144.6 | 86790 x2 | Quest Diagnostics (IFD) | Specimen Type: Serum Container/Tube: No additive red-top tube Specimen Volume: 1 mL Collection Instruction: Send 1 mL serum from a red-top tube. Ship Refrigerated Min Vol: 0.25 mL | Refrigerated 14 days/Ambient 7 days/Frozen 30 days | Monday - Thursday | 1 - 4 days | 9 days |  | Varies
ZW83 | Herpes Virus 6 (HHV-6) DNA, Qualitative Real-Time PCR | 43160 | 270.96 | 87532 | Quest Diagnostics (IFD) | Submit one of the following: Specimen Type: Bronchoalveolar Lavage Container/Tube: Sterile plastic leak-proof container Specimen Volume: 1 mL Collection Instruction: Collect Bronchoalveolar Lavage in a sterile plastic leak-proof container. Ship Frozen Min Vol: 0.5 mL Specimen Type: Amniotic fluid Container/Tube: Sterile plastic leak-proof container Specimen Volume: 1 mL Collection Instruction: Collect Amniotic fluid in a sterile plastic leak-proof container. Ship Frozen Min Vol: 0.5 mL Specimen Type: Urine Container/Tube: Sterile plastic leak-proof container Specimen Volume: 1 mL Collection Instruction: Collect Urine in a sterile plastic leak-proof container. Ship Refrigerated Min Vol: 0.5 mL | BAL/Amniotic Fluid: Frozen 30 days/Refrigerated NO/Ambient NO Urine: Refrigerated 7 days/Frozen 30 days/Ambient 48hrs | Monday - Saturday | 1 - 2 days | 6 days |  | Yes
ZW83 | Herpesvirus 6 (HHV-6) DNA, Quantitative Real-Time PCR | 19723 | 374.9 | 87533 | Quest Diagnostics (IFD) | Specimen Type: Bronchoalveolar Lavage or Amniotic Fluid Container/Tube: Sterile leak-proof container Specimen Volume: 1 mL Collection Instruction: Collect 1 mL Bronchoalveolar Lavage or Amniotic Fluid in a sterile leak proof plastic container. Ship Frozen Min Vol: 0.5 mL | Bronchoalveolar Lavage/Amniotic Fluid: Frozen 30 days/Refrigerated NO/Ambient NO | Monday - Saturday | 1 - 3 days | 7 days |  | Yes
ZW83 | Herpesvirus 6 Antibody IgG | 34302 | 107.05 | 86790 | Quest Diagnostics (IFD) | Specimen Type: Serum Container/Tube: Red top tube Specimen Volume: 0.5 mL Collection Instruction: Draw blood in a plain, red-top tube(s). Spin down and send 0.5 mL serum. Ship Refrigerated Min Vol: 0.1 mL | Refrigerated 14 days/Ambient 7 days/Frozen 30 days | Monday through Friday | 1-3 days | 7 days |  | Yes
ZW83 | Herpesvirus 6 Antibody IgM | 34153 | 104.56 | 86790 | Quest Diagnostics (IFD) | Specimen Type: Serum Container/Tube: Red top tube Specimen Volume: 0.5 mL Collection Instruction: Draw blood in a plain, red-top tube(s). Spin down and send 0.5 mL serum. Ship Refrigerated Min Vol: 0.1 mL | Refrigerated 14 days/Ambient 7 days/Frozen 30 days | Monday - Friday | 1 - 3 days | 7 days |  | Yes
ZW83 | Herpesvirus 8 IgG Antibody, IFA | 37959 | 161.69 | 86790 | Quest Diagnostics (IFD) | Specimen Type: Serum Container/Tube: Red top tube Specimen Volume: 1 mL Collection Instruction: Draw blood in a plain red-top tube(s), spin down and send 1 mL serum. Ship Refrigerated Min Vol: 0.1 mL | Refrigerated 14 days/Ambient 7 days/Frozen 30 days | Thursday | 1 - 8 days | 12 |  | Yes
ZW83 | HIV-1 RNA, Quantitative Real-Time PCR, CSF | 16186 | 280.27 | 87536 | Quest Diagnostics (IFD) | Specimen Type: CSF Container/Tube: Sterile leak proof container Specimen Volume: 3 mL Collection Instruction: Collect 3 mL CSF in sterile screw-capped container. Ship Frozen Min Vol: 1.1 mL | Frozen 42 days/Refrigerated 6 days/Ambient NO | Monday - Saturday | 2 - 4 days | 8 days |  | Yes
ZW83 | JC Polyoma Virus DNA, Quantitative Real-Time PCR, Urine | 16446 | 319.63 | 87799 | Quest Diagnostics (IFD) | Specimen Type: Urine Container/Tube: Sterile leak-proof container Specimen Volume: 0.7 mL Collection Instruction: Send 2 mL Urine in a sterile leak-proof container. Ship Frozen Min Vol: 0.3 mL | Frozen 30 days\Refrigerated 7 days\Ambient 48hrs | Daily | 1 day | 5 days |  | Yes
ZW83 | Lymphogranuloma Venereum (LGV) Differentiation Antibody Panel, MIF | 19553 | 215.53 | 86631 x8, 86632 x4 | Quest Diagnostics (IFD) | Specimen Type: Serum Container/Tube: Red top tube Specimen Volume: 1 mL Collection Instruction: Draw blood in a plain red-top tube(s). Spin down and send 1 mL serum. Ship Refrigerated Min Vol: 0.2 mL | Refrigerated 14 days/Frozen 30 days/Ambient 7 days | Tuesday - Saturday | 1 - 3 days | 7 days |  | Yes
ZW83 | Mumps Virus RNA, Qualitative Real-Time PCR | 49930 | 333 | 87798 | Quest Diagnostics (IFD) | Specimen Type: Oral/buccal swab Container/Tube: Sterile leak-proof container in M4 media, or VCM medium (green-cap) tube or equivalent (UTM). Specimen Volume: 3 mL Collection Instruction: Submit 3 mL oral/ buccal swab in a sterile leak proof container, M4 media or V-C-M medium (green-cap) tube or equivalent. Ship Refrigerated. NOTE: Source is required Min Vol: 0.35 mL | Refrigerated 7 days\Frozen 30 days\Ambient 48hrs | Monday - Saturday | 1 - 2 days | 6 days |  | Yes
ZW83 | Mycobacterium avium-intracellulare DNA, Qualitative, Real-Time PCR | 16064 | 439.67 | 87561 x2 | Quest Diagnostics (IFD) | Submit one of the following: Specimen Type: Sputum Container/Tube: Sterile leak-proof container Specimen Volume: 2 mL Collection Instruction: Collect in a sputum collection kit or a sterile, plastic leakproof container. Ship Refrigerated Min Vol: 1 mL Specimen Type: Whole Blood Container/Tube: EDTA (lavender-top) tube Specimen Volume: 2 mL Collection Instruction: Submit 2 mL blood collected in EDTA (lavender-top) tube. Ship Refrigerated Min Vol: 1 mL Specimen Type: Pleural fluid, Bronchial lavage/wash, 3 cubic mm tissue Container/Tube: Sterile leak-proof container Specimen Volume: 2 mL Collection Instruction: Collect in a sterile, plastic leakproof container. Ship Refrigerated Min Vol: 1 mL; 2 cubic mm NOTE: Samples must be kept refrigerated after collection and during shipment. | Refrigerated 10 days/Frozen 30 days/Ambient 48hrs Tissue: Refrigerated 5 days/Frozen 30 days/Ambient 48hrs | Tuesday, Friday | 3 - 5 days | 12 days |  | Yes
ZW83 | Mycoplasma hominis/Ureaplasma Culture | 871 | 155.35 | 87109 | Quest Diagnostics (IFD) | Submit one of the following: Specimen Type: Urogenital (vaginal, cervical, urethral swabs or secretions) Container/Tube: V-C-M medium (green-cap) tube or FDA approved equivalent transport medium Specimen Volume: 3 mL Collection Instruction: Submit a 1:1 volume in in VCM or equivalent transport media. Ship Frozen on Dry Ice NOTE: -Respiratory samples are only acceptable from children under 1 year old. -Do not use M4RT; the room temperature formula cannot be used for mycoplasma. -Storage or transport at -20 C is not acceptable. After collection, refrigerate up to 48 hours prior to shipment. Min Vol: 1 mL Specimen Type: Urine Container/Tube: V-C-M medium (green-cap) tube or FDA approved equivalent transport medium Specimen Volume: 3 mL Collection Instruction: Client should centrifuge urine at 3000 rpm for 15 minutes. Suspend sediment in VCM or equivalent transport media. If the specimen is not centrifuged, submit a 1:1 volume of urine in VCM or equivalent transport media. Ship Frozen on Dry Ice. NOTE: -Storage or transport at -20 C is not acceptable. After collection, refrigerate up to 48 hours prior to shipment. Min Vol: 1 mL Specimen Type: Sterile body fluids, Tissue, Wounds (swab); Or for infants < 1 year old: Respiratory (sputum, bronchial washing, tracheobronchial secretions, bronchial alveolar lavage, nasopharyngeal or throat swabs) Container/Tube: V-C-M medium (green-cap) tube or FDA approved equivalent transport medium Specimen Volume: 1 mL Collection Instruction: Submit a 1:1 volume in in VCM or equivalent transport media. Ship Frozen on Dry Ice NOTE: -Respiratory samples are only acceptable from children under 1 year old. -Do not use M4RT; the room temperature formula cannot be used for mycoplasma. --Storage or transport at -20 C is not acceptable. After collection, refrigerate up to 48 hours prior to shipment. Min Vol: 1 mL; 1 swab | Frozen 30 days/ Refrigerated 48 hrs/Ambient NO | Monday through Sunday | 7 - 8 days | 12 days |  | Yes
ZW83 | Parainfluenza Virus Antigen Detection, DFA | 39494 | 119.96 | 87279 x3 | Quest Diagnostics (IFD) | Submit one of the following: Specimen Type: Nasopharyngeal aspirate/wash, nasal/nasopharyngeal swab, bronchial lavage/wash Container/Tube: Equal volume of VCM (green-top) or equivalent transport medium Specimen Volume: 3 mL Collection Instruction: Send specimen in equal volume of VCM or equivalent transport medium. Swabs in VCM or equivalent. To maintain optimum viability, place swab or fluid into VCM (equal volumes of fluid and VCM) or equivalent and transport the specimen to the laboratory as soon as possible. Best recovery is obtained when the specimens are refrigerated at 2-8° C or kept on wet ice following collection and while in transit. If there will be a long delay before processing, specimens in VCM or equivalent should be frozen at -70° C or colder and transported on dry ice. Ship Refrigerated. Min Vol: 1 mL | Refrigerated 4 days/Frozen 30 days/Ambient NO | Monday-Saturday | 1-2 days | 6 days |  | Yes
ZW83 | Rickettsia Antibody Panel with Reflex to Titers | 37507 | 293.04 | 86757x4; (add 86757 for each titer performed) | Quest Diagnostics (IFD) | Specimen Type: Serum Container/Tube: Red top tube Specimen Volume: 1 mL Collection Instruction: Draw blood in a plain red-top or serum gel tube(s). Spin down and send 1 mL of serum. Ship Refrigerated Min Vol: 0.2 mL | Refrigerated 14 days/Ambient 7 days/Frozen 30 days | Tuesday - Saturday | 1 - 4 days | 8 days |  | Yes
ZW83 | Rickettsia Antibody Panel, IFA (CSF) | 60840 | 190.98 | 86757 x4 | Quest Diagnostics (IFD) | Specimen Type: CSF Container/Tube: Sterile container Specimen Volume: 1 mL Collection Instruction: Send 1 mL CSF in a sterile container. Ship Refrigerated Min Vol: 0.1 mL | Refrigerated 14 days/Ambient 7 days/Frozen 30 days | Tuesday - Saturday | 1 - 4 days | 8 days |  | Yes
ZW83 | Rickettsia Species DNA, Real-Time PCR | 70191 | 355.72 | 87798 | Quest Diagnostics (IFD) | Submit one of the following: Specimen Type: Whole Blood Container/Tube: EDTA (lavender-top) tube Acceptable: ACD (yellow-top) tube Specimen Volume: 0.7 mL Collection Instruction: Collect in an EDTA (lavender-top) tube or ACD (yellow-top) tube and send 0.7 mL whole blood. Ship Refrigerated Min Vol: 0.3 mL Specimen Type: Tick Container/Tube: Plastic container Specimen Volume: 1 tick Collection Instruction: Send 1 tick collected in 70% alcohol. Ship Refrigerated | Blood: Refrigerated 14 days/Frozen 30 days/Ambient 48hrs Tick: Refrigerated 14 days/Ambient 7 days/Frozen 30 days | Monday - Saturday | 1 - 2 days | 6 days |  | Yes
ZW83 | Rubella Virus RNA, Qualitative, Real-Time PCR | 16730 | 270.96 | 87798 | Quest Diagnostics (IFD) | Submit one of the following: Specimen Type: Amniotic fluid Container/Tube: Sterile screw-cap container Specimen Volume: 0.7 mL Collection Instruction: Submit 0.7 mL amniotic fluid collected in a sterile screw-cap container. Ship Refrigerated Min Vol: 0.3 mL Specimen Type: Serum Container/Tube: SST or no additive red top Specimen Volume: 0.7 mL Collection Instruction: Send 0.7 mL serum (SST or no additive red top). Ship Refrigerated Min Vol: 0.3 mL Specimen Type: Respiratory swab Container/Tube: M4 media, or VCM medium (green-cap) tube, or equivalent (UTM) Specimen Volume: 3 mL Collection Instruction: Send a respiratory swab in 3 mL M4 media, V-C-M medium (green-cap) tube or equivalent (UTM). Ship Refrigerated | Refrigerated 14 days/Frozen 30 days/Ambient 48hrs | Monday - Saturday | 1 - 2 days | 6 days |  | Yes
ZW83 | Treponema pallidum Antibody, IFA, CSF | 63486 | 90.43 | 86780 | Quest Diagnostics (IFD) | Specimen Type: CSF Container/Tube: Sterile container Specimen Volume: 1 mL Collection Instruction: Submit 1 mL CSF. Ship Refrigerated Min Vol: 0.1 mL | Refrigerated 14 days/Ambient 7 days/Frozen 30 days | Monday, Wednesday-Saturday | 1-4 days | 8 days |  | Yes
ZW83 | Varicella-Zoster Virus (VZV) Antibodies (Total, IgM), ACIF/IFA, CSF | 34972 | 161.54 | 86787 x2 | Quest Diagnostics (IFD) | Specimen Type: CSF Container/Tube: Sterile, plastic, leak-proof container Specimen Volume: 1 mL Collection Instruction: Send 1 mL CSF in a sterile, plastic, leak-proof container. Ship Refrigerated Min Vol: 0.15 mL | Refrigerated 14 days/Ambient 7 days/Frozen 30 days | Tuesday - Saturday | 1-3 days | 7 days |  | Yes
ZW83 | Varicella-Zoster Virus (VZV) IgM Antibody, IFA CSF | 61030 | 98.34 | 86787 | Quest Diagnostics (IFD) | Specimen Type: CSF Container/Tube: Sterile, plastic, leak-proof container Specimen Volume: 1 mL Collection Instruction: Send 1 mL CSF in a sterile, plastic, leak-proof container. Ship Refrigerated Min Vol: 0.1 mL | Refrigerated 14 days/Ambient 7 days/Frozen 30 days | Tuesday - Saturday | 1 - 3 days | 7 days |  | Yes
ZW83 | Varicella-Zoster Virus DNA, Quantitative Real-Time PCR | 19493 | 311.34 | 87799 | Quest Diagnostics (IFD) | Submit one of the following: Specimen Type: Whole Blood Container/Tube: EDTA (lavender-top) tube Specimen Volume: 1 mL Collection Instruction: Submit 1 mL whole blood collected in an EDTA (lavender-top) tube. Ship Refrigerated Min Vol: 0.3 mL Specimen Type: CSF Container/Tube: Sterile plastic leak-proof container Specimen Volume: 1 mL Collection Instruction: Submit 1 mL CSF collected in a sterile plastic leak-proof container. Ship Refrigerated Min Vol: 0.3 mL | Refrigerated 7 days/Frozen 30 days/Ambient 48hrs | Monday through Saturday | 1-2 days | 6 days |  | Yes
ZW83 | Yersinia Enterocolitica Antibodies (IgG, IgA) | 16768 | 169.61 | 86793 x2 | Quest Diagnostics (IFD) | Specimen Type: Serum Container/Tube: Plain red-top tube(s) or serum gel tube Specimen Volume: 0.5 mL Collection Instruction: Draw sufficient blood in a plain red-top tube(s) or serum gel tube. Spin down and send 0.5 mL serum. Ship Refrigerated Min Vol: 0.2 mL | Refrigerated 14 days/Ambient 7 days/Frozen 30 days | Wednesday | 1-7 days | 11 days |  | Yes
ZW85 | Autoantibody to Interferon Gamma | IFNGE |  | 83516 86353, 88184, 88185 - flow cytometry reflex | National Jewish Health | -Complete and submit with sample: Cytokines Diagnostics Requisition Form Specimen Type: Serum Container/Tube: Plain red top or SST Specimen Volume: 1 mL Collection Instruction: Allow sample to clot at room temperature for 20 to 60 minutes. Centrifuge ASAP to separate serum from cells and aliquot cell-free serum into a plastic aliquot tube. Ship Frozen Min Vol: 0.5 mL | Frozen 30 days/Refrigerated 48hrs/Ambient NO | Monday - Friday | 14 days | 18 days | Screen: $196.70 If positive, reflexes IFNGA for an additional charge of $152.35 | No
ZW85 | Azithromycin Level | PKAZM | 150.5 | 80299 | National Jewish Health | Complete and submit with sample: Pharmacokinetics Test Requisition -NOTE: Fully complete PK requisition, including drug dose amount, frequency, method, and date and time of last dose prior to draw. -Dosage information is preferred for accurate interpretation of results, but NOT required. If the time of last dose and the blood draw are not accurately recorded, accurate interpretation of the concentration is not possible. Submit one of the following: Specimen Type: Serum (preferred) Container/Tube: Plain red top tube Specimen Volume: 2 mL Collection Instruction: Allow to clot for 30 minutes, separate serum from cells immediately by centrifugation and aliquot into a plastic tube. Use a separate tube for each test ordered. Allow room for expansion of sample inside tube. Ship Frozen Min Vol: 0.25 mL Specimen Type: Plasma Container/Tube: Green top tube is also acceptable for this assay, but not preferred. Specimen Volume: 2 mL Collection Instruction: Allow to clot for 30 minutes, separate serum from cells immediately by centrifugation and aliquot into a plastic tube. Use a separate tube for each test ordered. Allow room for expansion of sample inside tube. Ship Frozen Min Vol: 0.25 mL | Frozen OK/Ambient 24hrs/Refrigerated NO | Monday through Friday | 10 business days | 16 days |  | No
ZW85 | Bb Level | BBL | 186.8 | 86160 | National Jewish Health | Complete and submit with sample: Complement Testing Requisition Form Specimen Type: Plasma Container/Tube: Lavender top (EDTA) Specimen Volume: 1 mL Collection Instruction: Centrifuge at room temp within one half hour of collection; preferably immediately after venipuncture. Transfer the cell-free plasma to a plastic aliquot tube. Ship Frozen Min Vol: 0.5 mL | Frozen 4 weeks/Refrigerated NO/Ambient NO | Varies | 4 weeks | 35 days |  | Yes
ZW85 | C3 Nephritic Factor | C3NF | 326.5 | 86161 | National Jewish Health | Complete and submit with sample: National Jewish Complement Testing Requisition Specimen Type: Serum Container/Tube: Plain red top Specimen Volume: 1 mL Collection Instruction: Allow blood to clot at room temp or 37°C for 20 to 60 minutes. Centrifuge to thoroughly remove cells and immediately transfer cell-free serum to a plastic aliquot tube. Ship Frozen Min Vol: 0.25 mL | Frozen 365 days\Refrigerated NO\Ambient NO | Monday - Friday | 14 business days | 20 days |  | Yes
ZW85 | C5a desArg Level, RIA | C5AR | 176.9 | 86160 | National Jewish Health | Complete and submit with sample: Complement Testing Requisition Form Specimen Type: Plasma Container/Tube: Lavender top (EDTA) Specimen Volume: 1 mL Collection Instruction: Within 30 minutes of venipuncture, centrifuge at 4°C. Transfer the cell-free plasma to a clean tube and immediately freeze. Ship Frozen Min Vol: 0.5 mL | Frozen 365 days/Refrigerated NO/Ambient NO | Third Wednesday of the month | Up to 4 weeks | 35 days |  | Yes
ZW85 | Clarithromycin level | PKCLR | 150.5 | 80299 | National Jewish Health | Complete and submit with sample: Pharmacokinetics Test Requisition -NOTE: Fully complete PK requisition, including drug dose amount, frequency, method, and date and time of last dose prior to draw. -Dosage information is preferred for accurate interpretation of results, but NOT required. If the time of last dose and the blood draw are not accurately recorded, accurate interpretation of the concentration is not possible. Submit one of the following: Specimen Type: Serum (preferred) Container/Tube: Plain red top tube Specimen Volume: 2 mL Collection Instruction: Allow to clot for 30 minutes, separate serum from cells immediately by centrifugation and aliquot into a plastic tube. Use a separate tube for each test ordered. Allow room for expansion of sample inside tube. Ship Frozen Min Vol: 0.25 mL Specimen Type: Plasma Container/Tube: Green top tube is also acceptable for this assay, but not preferred. Specimen Volume: 2 mL Collection Instruction: Allow to clot for 30 minutes, separate serum from cells immediately by centrifugation and aliquot into a plastic tube. Use a separate tube for each test ordered. Allow room for expansion of sample inside tube. Ship Frozen Min Vol: 0.25 mL | Frozen OK/Ambient 24hrs/Refrigerated NO | Monday through Friday | 10 business days | 16 days |  | No
ZW85 | Clofazimine Level | PKCFZ | 150.5 | 80299 | National Jewish Health | Complete and submit with sample: Pharmacokinetics Test Requisition -NOTE: Fully complete PK requisition, including drug dose amount, frequency, method, and date and time of last dose prior to draw. -Dosage information is preferred for accurate interpretation of results, but NOT required. If the time of last dose and the blood draw are not accurately recorded, accurate interpretation of the concentration is not possible. Submit one of the following: Specimen Type: Serum (preferred) Container/Tube: Plain red top tube Specimen Volume: 2 mL Collection Instruction: Allow to clot for 30 minutes, separate serum from cells immediately by centrifugation and aliquot into a plastic tube. Use a separate tube for each test ordered. Allow room for expansion of sample inside tube. Ship Frozen Min Vol: 0.25 mL Specimen Type: Plasma Container/Tube: Green top tube is also acceptable for this assay, but not preferred. Specimen Volume: 2 mL Collection Instruction: Allow to clot for 30 minutes, separate serum from cells immediately by centrifugation and aliquot into a plastic tube. Use a separate tube for each test ordered. Allow room for expansion of sample inside tube. Ship Frozen Min Vol: 0.25 mL | Frozen OK/Ambient 24hrs/Refrigerated NO | Monday through Friday | 10 business days | 16 days |  | No
ZW85 | Cycloserine Level | PKCSH | 150.5 | 80299 | National Jewish Health | Complete and submit with sample: Pharmacokinetics Test Requisition -NOTE: Fully complete PK requisition, including drug dose amount, frequency, method, and date and time of last dose prior to draw. -Dosage information is preferred for accurate interpretation of results, but NOT required. If the time of last dose and the blood draw are not accurately recorded, accurate interpretation of the concentration is not possible. Submit one of the following: Specimen Type: Serum (preferred) Container/Tube: Plain red top tube Specimen Volume: 2 mL Collection Instruction: Allow to clot for 30 minutes, separate serum from cells immediately by centrifugation and aliquot into a plastic tube. Use a separate tube for each test ordered. Allow room for expansion of sample inside tube. Ship Frozen Min Vol: 0.25 mL Specimen Type: Plasma Container/Tube: Green top tube is also acceptable for this assay, but not preferred. Specimen Volume: 2 mL Collection Instruction: Allow to clot for 30 minutes, separate serum from cells immediately by centrifugation and aliquot into a plastic tube. Use a separate tube for each test ordered. Allow room for expansion of sample inside tube. Ship Frozen Min Vol: 0.25 mL | Frozen OK/Ambient 6 hrs/Refrigerated NO | Monday through Friday | 10 business days | 16 days |  | No
ZW85 | Darunavir Level | PKDRV | 150.5 | 80299 | National Jewish Health | Complete and submit with sample: Pharmacokinetics Test Requisition -NOTE: Fully complete PK requisition, including drug dose amount, frequency, method, and date and time of last dose prior to draw. -Dosage information is preferred for accurate interpretation of results, but NOT required. If the time of last dose and the blood draw are not accurately recorded, accurate interpretation of the concentration is not possible. Submit one of the following: Specimen Type: Serum (preferred) Container/Tube: Plain red top tube Specimen Volume: 2 mL Collection Instruction: Allow to clot for 30 minutes, separate serum from cells immediately by centrifugation and aliquot into a plastic tube. Use a separate tube for each test ordered. Allow room for expansion of sample inside tube. Ship Frozen Min Vol: 0.25 mL Specimen Type: Plasma Container/Tube: Green top tube is also acceptable for this assay, but not preferred. Specimen Volume: 2 mL Collection Instruction: Allow to clot for 30 minutes, separate serum from cells immediately by centrifugation and aliquot into a plastic tube. Use a separate tube for each test ordered. Allow room for expansion of sample inside tube. Ship Frozen Min Vol: 0.25 mL | Frozen OK/Ambient 24hrs/Refrigerated NO | Monday through Friday | 10 business days | 16 days |  | No
ZW85 | Ethambutol Level | PKEMB | 150.5 | 80299 | National Jewish Health | Complete and submit with sample: Pharmacokinetics Test Requisition -NOTE: Fully complete PK requisition, including drug dose amount, frequency, method, and date and time of last dose prior to draw. -Dosage information is preferred for accurate interpretation of results, but NOT required. If the time of last dose and the blood draw are not accurately recorded, accurate interpretation of the concentration is not possible. Submit one of the following: Specimen Type: Serum (preferred) Container/Tube: Plain red top tube Specimen Volume: 2 mL Collection Instruction: Allow to clot for 30 minutes, separate serum from cells immediately by centrifugation and aliquot into a plastic tube. Use a separate tube for each test ordered. Allow room for expansion of sample inside tube. Ship Frozen Min Vol: 0.25 mL Specimen Type: Plasma Container/Tube: Green top tube is also acceptable for this assay, but not preferred. Specimen Volume: 2 mL Collection Instruction: Allow to clot for 30 minutes, separate serum from cells immediately by centrifugation and aliquot into a plastic tube. Use a separate tube for each test ordered. Allow room for expansion of sample inside tube. Ship Frozen Min Vol: 0.25 mL | Frozen OK/Ambient 24hrs/Refrigerated NO | Monday - Friday | 10 business days | 16 days |  | No
ZW85 | Factor B Function | FBF | 151.6 | 86161 | National Jewish Health | Complete and submit with sample: National Jewish Complement Request Form Specimen Type: Serum Container/Tube: Plain red top tube (Gel barrier tubes are not acceptable) Specimen Volume: 1 mL Collection Instruction: Allow blood to clot at room temp or 37°C for 20 to 60 minutes. Centrifuge to thoroughly remove cells and immediately transfer cell-free serum to a fresh tube and freeze. Ship Frozen Min Vol: 0.25 mL | Frozen 365 days/Refrigerated NO/Ambient NO | Upon receipt | Up to 4 weeks | 35 days |  | Yes
ZW85 | Factor B level | FBL | 236.3 | 86160 | National Jewish Health | Specimen Type: Plasma Container/Tube: Lavender top (EDTA) Specimen Volume: 1 mL Collection Instruction: Centrifuge at room temp within one half hour of collection; preferably immediately after venipuncture. Transfer the plasma to a clean tube and immediately freeze. Ship Frozen Min Vol: 0.25 mL | Frozen 365 days\Refrigerated NO\Ambient NO | Friday | Up to 4 weeks | 35 days |  | Varies
ZW85 | Factor H (B1H) Level | FHL | 236.3 | 86160 | National Jewish Health | Complete and submit with sample: Complement Testing Requisition Form Specimen Type: Plasma Container/Tube: Lavender top (EDTA) tube Specimen Volume: 1 mL Collection Instruction: Centrifuge at room temp within one half hour of collection; preferably immediately after venipuncture. Transfer plasma to a clean tube and immediately freeze. Ship Frozen Min Vol: 0.25 mL | Frozen 365 days/Refrigerated NO/Ambient NO | Varies; batched | up to 4 weeks | 35 days |  | Yes
ZW85 | Factor H Autoantibody | FHAB | 236 | 86160 | National Jewish Health | Specimen Requirements: Complete and submit with sample: Complement Test Requisition Form Specimen Type: Serum Collection Container/Tube: Plain red top tube Specimen Volume: 1 mL Collection Instructions: Draw blood into a serum collection tube. Invert tube several times to initiate clotting process. Keep the collection tube filled with blood at room temperature for 30-60 minutes to allow blood to clot. Centrifuge and immediately transfer the cell-free serum to a clean tube and freeze immediately. Ship Frozen Min Vol: 0.25 mL | Frozen 365 days/Refrigerated NO/Ambient NO | Monday through Friday (test will only be run once a month) | 21 days | 51 days |  | No
ZW85 | Factor I Level | FIL | 236.3 | 86160 | National Jewish Health | Complete and submit with sample: Complement Testing Requisition Form Specimen Type: Plasma Container/Tube: Lavender top (EDTA) tube Specimen Volume: 1 mL Collection Instruction: Centrifuge at room temp within one half hour of collection; preferably immediately after venipuncture. Transfer plasma to a clean tube and immediately freeze. Ship Frozen Min Vol: 0.25 mL | Frozen 365 days/Refrigerated NO/Ambient NO | Varies | Up to 4 weeks | 35 days |  | Yes
ZW85 | GMCSF Elisa-Anti-Granulocyte-macrophage colony-stimulating factor (GMCSF) autoantibodies | GMCSE |  | 83516- ELISA 86353, 88184, 88185- Flow reflex | National Jewish Health | Complete and submit with sample: National Jewish Cytokines Diagnostics Requisition Form. Specimen Type: Serum Container/Tube: Red top tube or SST Specimen Volume: 1 mL Collection Instruction: Allow sample to clot at room temperature for 20 to 60 minutes. Centrifuge ASAP to separate serum from cells and aliquot cell-free serum into a plastic aliquot tube. Ship Frozen Pediatric Min Vol: 0.5 mL | Frozen 30 days/ Refrigerated 2 days/ Ambient NO | Monday - Friday | 14 days | 18 | Fee: $196.70 If positive, reflexes to Flow Cytometry assay Anti-GMCSF Autoantibody, add $160.60 | Yes
ZW85 | Isoniazid Level | PKINH | 150.5 | 80299 | National Jewish Health | Complete and submit with sample: Pharmacokinetics Test Requisition -NOTE: Fully complete PK requisition, including drug dose amount, frequency, method, and date and time of last dose prior to draw. -Dosage information is preferred for accurate interpretation of results, but NOT required. If the time of last dose and the blood draw are not accurately recorded, accurate interpretation of the concentration is not possible. Submit one of the following: Specimen Type: Serum (preferred) Container/Tube: Plain red top tube Specimen Volume: 2 mL Collection Instruction: Allow to clot for 30 minutes, separate serum from cells immediately by centrifugation and aliquot into a plastic tube. Use a separate tube for each test ordered. Allow room for expansion of sample inside tube. Ship Frozen Min Vol: 1 mL Specimen Type: Plasma Container/Tube: Green top tube is also acceptable for this assay, but not preferred. Specimen Volume: 2 mL Collection Instruction: Allow to clot for 30 minutes, separate serum from cells immediately by centrifugation and aliquot into a plastic tube. Use a separate tube for each test ordered. Allow room for expansion of sample inside tube. Ship Frozen Min Vol: 1 mL | Frozen OK/Refrigerated NO/Ambient NO | Monday through Friday | 10 business days | 16 days |  | No
ZW85 | Levofloxacin Level | PKLVX | 150.5 | 80299 | National Jewish Health | Complete and submit with specimen: Pharmacokinetics Diagnostics Requisition Form -NOTE: Fully complete PK requisition, including drug dose amount, frequency, method, and date and time of last dose prior to draw. -Dosage information is preferred for accurate interpretation of results, but NOT required. If the time of last dose and the blood draw are not accurately recorded, accurate interpretation of the concentration is not possible. Submit one of the following: Specimen Type: Serum (preferred) Container/Tube: Plain red top tube Specimen Volume: 2 mL Collection Instruction: Allow to clot for 30 minutes, separate serum from cells immediately by centrifugation and aliquot into a plastic tube. Use a separate tube for each test ordered. Allow room for expansion of sample inside tube. Ship Frozen Min Vol: 0.5 mL Specimen Type: Plasma Container/Tube: Green top tube is also acceptable for this assay, but not preferred. Specimen Volume: 2 mL Collection Instruction: Allow to clot for 30 minutes, separate serum from cells immediately by centrifugation and aliquot into a plastic tube. Use a separate tube for each test ordered. Allow room for expansion of sample inside tube. Ship Frozen Min Vol: 0.5 mL | Frozen OK\Refrigerated NO\Ambient NO | Weekdays | 10 business days | 16 days |  | No
ZW85 | Linezolid Level | PKLZD | 150.5 | 80299 | National Jewish Health | Complete and submit with sample: Pharmacokinetics Test Requisition -NOTE: Fully complete PK requisition, including drug dose amount, frequency, method, and date and time of last dose prior to draw. -Dosage information is preferred for accurate interpretation of results, but NOT required. If the time of last dose and the blood draw are not accurately recorded, accurate interpretation of the concentration is not possible. Submit one of the following: Specimen Type: Serum (preferred) Container/Tube: Plain red top tube Specimen Volume: 2 mL Collection Instruction: Allow to clot for 30 minutes, separate serum from cells immediately by centrifugation and aliquot into a plastic tube. Use a separate tube for each test ordered. Allow room for expansion of sample inside tube. Ship Frozen Min Vol: 0.25 mL Specimen Type: Plasma Container/Tube: Green top tube is also acceptable for this assay, but not preferred. Specimen Volume: 2 mL Collection Instruction: Allow to clot for 30 minutes, separate serum from cells immediately by centrifugation and aliquot into a plastic tube. Use a separate tube for each test ordered. Allow room for expansion of sample inside tube. Ship Frozen Min Vol: 0.25 mL | Frozen OK/Ambient 24hrs/Refrigerated NO | Monday through Friday | 10 business days | 16 days |  | No
ZW85 | Moxifloxacin Level | PKMXF | 150.5 | 80299 | National Jewish Health | Complete and submit with sample: Pharmacokinetics Test Requisition -NOTE: Fully complete PK requisition, including drug dose amount, frequency, method, and date and time of last dose prior to draw. -Dosage information is preferred for accurate interpretation of results, but NOT required. If the time of last dose and the blood draw are not accurately recorded, accurate interpretation of the concentration is not possible. Submit one of the following: Specimen Type: Serum (preferred) Container/Tube: Plain red top tube Specimen Volume: 2 mL Collection Instruction: Allow to clot for 30 minutes, separate serum from cells immediately by centrifugation and aliquot into a plastic tube. Use a separate tube for each test ordered. Allow room for expansion of sample inside tube. Ship Frozen Min Vol: 0.5 mL Specimen Type: Plasma Container/Tube: Green top tube is also acceptable for this assay, but not preferred. Specimen Volume: 2 mL Collection Instruction: Allow to clot for 30 minutes, separate serum from cells immediately by centrifugation and aliquot into a plastic tube. Use a separate tube for each test ordered. Allow room for expansion of sample inside tube. Ship Frozen Min Vol: 0.5 mL | Frozen OK/Ambient 24hrs/Refrigerated NO | Monday through Friday | 10 business days | 16 days |  | No
ZW85 | Pyrazinamide Level | PKPZA | 150.5 | 80299 | National Jewish Health | Complete and submit with sample: Pharmacokinetics Test Requisition -NOTE: Fully complete PK requisition, including drug dose amount, frequency, method, and date and time of last dose prior to draw. -Dosage information is preferred for accurate interpretation of results, but NOT required. If the time of last dose and the blood draw are not accurately recorded, accurate interpretation of the concentration is not possible. Submit one of the following: Specimen Type: Serum (preferred) Container/Tube: Plain red top tube Specimen Volume: 2 mL Collection Instruction: Allow to clot for 30 minutes, separate serum from cells immediately by centrifugation and aliquot into a plastic tube. Use a separate tube for each test ordered. Allow room for expansion of sample inside tube. Ship Frozen Min Vol: 0.5 mL Specimen Type: Plasma Container/Tube: Green top tube is also acceptable for this assay, but not preferred. Specimen Volume: 2 mL Collection Instruction: Allow to clot for 30 minutes, separate serum from cells immediately by centrifugation and aliquot into a plastic tube. Use a separate tube for each test ordered. Allow room for expansion of sample inside tube. Ship Frozen Min Vol: 0.5 mL | Frozen OK/Ambient 24hrs/Refrigerated NO | Monday through Friday | 10 business days | 16 days |  | No
ZW85 | Rifabutin Level | PKRFB | 150.5 | 80299 | National Jewish Health | Complete and submit with sample: Pharmacokinetics Test Requisition -NOTE: Fully complete PK requisition, including drug dose amount, frequency, method, and date and time of last dose prior to draw. -Dosage information is preferred for accurate interpretation of results, but NOT required. If the time of last dose and the blood draw are not accurately recorded, accurate interpretation of the concentration is not possible. Submit one of the following: Specimen Type: Serum (preferred) Container/Tube: Plain red top tube Specimen Volume: 2 mL Collection Instruction: Allow to clot for 30 minutes, separate serum from cells immediately by centrifugation and aliquot into a plastic tube. Use a separate tube for each test ordered. Allow room for expansion of sample inside tube. Ship Frozen Min Vol: 1 mL Specimen Type: Plasma Container/Tube: Green top tube is also acceptable for this assay, but not preferred. Specimen Volume: 2 mL Collection Instruction: Allow to clot for 30 minutes, separate serum from cells immediately by centrifugation and aliquot into a plastic tube. Use a separate tube for each test ordered. Allow room for expansion of sample inside tube. Ship Frozen Min Vol: 1 mL | Frozen OK/Ambient 24hrs/Refrigerated NO | Monday through Friday | 10 business days | 16 days |  | No
ZW85 | Rifampin Level (PKRIF) | PKRIF | 150.5 | 80299 | National Jewish Health | Complete and submit with sample: Pharmacokinetics Test Requisition -NOTE: Fully complete PK requisition, including drug dose amount, frequency, method, and date and time of last dose prior to draw. -Dosage information is preferred for accurate interpretation of results, but NOT required. If the time of last dose and the blood draw are not accurately recorded, accurate interpretation of the concentration is not possible. Submit one of the following: Specimen Type: Serum (preferred) Container/Tube: Plain red top tube Specimen Volume: 2 mL Collection Instruction: Allow to clot for 30 minutes, separate serum from cells immediately by centrifugation and aliquot into a plastic tube. Use a separate tube for each test ordered. Allow room for expansion of sample inside tube. Ship Frozen Min Vol: 0.5 mL Specimen Type: Plasma Container/Tube: Green top tube is also acceptable for this assay, but not preferred. Specimen Volume: 2 mL Collection Instruction: Allow to clot for 30 minutes, separate serum from cells immediately by centrifugation and aliquot into a plastic tube. Use a separate tube for each test ordered. Allow room for expansion of sample inside tube. Ship Frozen Min Vol: 0.5 mL | Frozen OK/Ambient 6hrs/Refrigerated NO | Monday through Friday | 10 business days | 16 days |  | No
ZW85 | Streptomycin Level | PKSM | 150.5 | 80299 | National Jewish Health | Complete and submit with sample: Pharmacokinetics Test Requisition -NOTE: Fully complete PK requisition, including drug dose amount, frequency, method, and date and time of last dose prior to draw. -Dosage information is preferred for accurate interpretation of results, but NOT required. If the time of last dose and the blood draw are not accurately recorded, accurate interpretation of the concentration is not possible. Submit one of the following: Specimen Type: Serum (preferred) Container/Tube: Plain red top tube Specimen Volume: 2 mL Collection Instruction: Allow to clot for 30 minutes, separate serum from cells immediately by centrifugation and aliquot into a plastic tube. Use a separate tube for each test ordered. Allow room for expansion of sample inside tube. Ship Frozen Min Vol: 0.5 mL Specimen Type: Plasma Container/Tube: Green top tube is also acceptable for this assay, but not preferred. Specimen Volume: 2 mL Collection Instruction: Allow to clot for 30 minutes, separate serum from cells immediately by centrifugation and aliquot into a plastic tube. Use a separate tube for each test ordered. Allow room for expansion of sample inside tube. Ship Frozen Min Vol: 0.5 mL | Frozen OK/Ambient 24hrs/Refrigerated NO | Monday through Friday | 10 business days | 16 days |  | No
ZW85 | Trikafta Level | PKTRX | 395.8 | 80299x3 | National Jewish Health | Complete and submit with sample: NJH Pharmacokinetics Test Requisition PLEASE NOTE: Fully complete PK requisition, including drug dose amount, frequency, method, and date and time of last dose prior to draw. -Dosage information is preferred for accurate interpretation of results, but NOT required. If the time of last dose and the blood draw are not accurately recorded, accurate interpretation of the concentration is not possible. Submit one of the following: Specimen Type: Serum (preferred) Container/Tube: Plain red top tube Specimen Volume: 2 mL Collection Instruction: Allow to clot for 30 minutes, separate serum from cells immediately by centrifugation and aliquot into a plastic tube. Use a separate tube for each test ordered. Allow room for expansion of sample inside tube. Ship Frozen Min Vol: 0.25 mL Specimen Type: Plasma Container/Tube: Green top tube is also acceptable for this assay, but not preferred. Specimen Volume: 2 mL Collection Instruction: Allow to clot for 30 minutes, separate serum from cells immediately by centrifugation and aliquot into a plastic tube. Use a separate tube for each test ordered. Allow room for expansion of sample inside tube. Ship Frozen Min Vol: 0.25 mL | Frozen OK/Ambient 24 hours/Refrig NO | Weekdays | 10 days | 17 |  | No
ZW86 | Acetaminophen, Urine | 0030U | 85 | 80143 | NMS Labs | ***Must submit one specimen per order. Specimens cannot be shared between multiple orders.*** Specimen Type: Urine Container/Tube: Plastic container (preservative-free) Specimen Volume: 1 mL Collection Instruction: Send 1 mL Urine in a plastic container (preservative-free). Ship Refrigerated Min Vol: 0.2 mL | Ambient 30 days/Refrigerated 30 days/Frozen 30 days | Monday through Sunday | 5 days | 9 |  | Yes
ZW86 | Acetazolamide, Serum/Plasma | 0050SP | 112 | 80375 | NMS Labs | ***Must submit one specimen per order. Specimens cannot be shared between multiple orders*** Submit one of the following: Specimen Type: Serum Container/Tube: Red top tube Specimen Volume: 1 mL Collection Instruction: Promptly centrifuge and separate Serum into a plastic screw capped vial (preservative-free plastic container). Ship Refrigerated Min Vol: 0.2 mL Specimen Type: Plasma Container/Tube: Lavender top tube (EDTA) or Pink top tube Specimen Volume: 1 mL Collection Instruction: Promptly centrifuge and separate Plasma into a plastic screw capped vial (preservative-free plastic container). Ship Refrigerated Min Vol: 0.2 mL | Refrigerated 30 days\Frozen 30 days\Ambient 30 days | Monday-Sunday | 5 days | 9 |  | Yes
ZW86 | Amlodipine, Serum/Plasma | 0315SP | 222 | 80375 | NMS Labs | ***Must submit one specimen per order. Specimens cannot be shared between multiple orders*** Submit one of the following: Specimen Type: Serum Container/Tube: Red top tube Specimen Volume: 1 mL Collection Instruction: Promptly centrifuge and separate Serum into a plastic screw capped vial (preservative-free plastic container). Ship Refrigerated Min Vol: 0.5 mL Specimen Type: Plasma Container/Tube: Lavender top tube (EDTA) or Pink top tube Specimen Volume: 1 mL Collection Instruction: Promptly centrifuge and separate Plasma into a plastic screw capped vial (preservative-free plastic container). Ship Refrigerated Min Vol: 0.5 mL | Refrigerated 30 days/Frozen 2 years/Ambient 14 days | Monday-Sunday | 7 days | 11 days |  | Yes
ZW86 | Amoxapine and Metabolite, Serum/Plasma | 0325SP | 385 | 80335 | NMS Labs | ***Must submit one specimen per order. Specimens cannot be shared between multiple orders*** Submit one of the following: Collection Container/Tube: Red top tube Submission Container/Tube: Plastic screw-capped vial Specimen Volume: 1 mL Serum Collection Instruction: 1. Promptly centrifuge and separate Serum into a plastic screw capped vial (preservative-free plastic container). 2. Ship Refrigerated Collection Container/Tube: Lavender top tube (EDTA) or Pink top tube Submission Container/Tube: Plastic screw-capped vial Specimen Volume: 1 mL Plasma Collection Instruction: 1. Promptly centrifuge and separate Plasma into a plastic screw capped vial (preservative-free plastic container). 2. Ship Refrigerated Min Vol: 0.5 mL | Refrigerated (preferred) 30 days/Ambient 14 days/Frozen 210 days | Monday through Sunday | 7 days | 12 days |  | Yes
ZW86 | Amphetamines (D/L Differentiation), Urine | 0329U | 276 | 80324 | NMS Labs | ***Must submit one specimen per order. Specimens cannot be shared between multiple orders.*** Specimen Type: Urine Container/Tube: Plastic container (preservative-free) Specimen Volume: 2 mL Collection Instruction: Send 2 mL Urine in a plastic container (preservative-free). Ship Refrigerated Min Vol: 0.7 mL | Refrigerated 5 months/Ambient 30 days\Frozen 30 days | Monday-Sunday | 5 - 10 days | 14 days |  | Yes
ZW86 | Anabolic Steroids Screen, Urine | 9306U | 138 | 80307, 82570 | NMS Labs | ***Must submit one specimen per order. Specimens cannot be shared between multiple orders.*** Specimen Type: Urine Container/Tube: Plastic container (preservative-free) Specimen Volume: 4 mL Collection Instruction: Send 4 mL Urine in a plastic container (preservative-free). Ship Refrigerated Min Vol: 1.6 mL | Refrigerated 30 days/Frozen 2 years/Ambient 5 days | Monday through Sunday | 5-10 days; If positive: 8-17 days | 21 days | No charge for confirmation testing. | Yes
ZW86 | Anticoagulant Poisoning Panel (Qualitative), Serum/Plasma | 0406SP | 651 | 80377 | NMS Labs | ***Must submit one specimen per order. Specimens cannot be shared between multiple orders*** Submit one of the following: Specimen Type: Serum Container/Tube: Red top tube Specimen Volume: 1 mL Collection Instruction: Promptly centrifuge and separate Serum into a plastic screw capped vial (preservative-free plastic container). Ship Refrigerated Min Vol: 0.4 mL Specimen Type: Plasma Container/Tube: Lavender top tube (EDTA) or Pink top tube Specimen Volume: 1 mL Collection Instruction: Promptly centrifuge and separate Plasma into a plastic screw capped vial (preservative-free plastic container). Ship Refrigerated Min Vol: 0.4 mL | Refrigerated 14 days\Frozen 14 days\Ambient 14 days | Monday - Sunday | 7 days | 11 days |  | Yes
ZW86 | Antimony, Blood | 0410B | 106 | 83018 | NMS Labs | Collect: 1 mL Royal Blue top tube (Trace metal-free; EDTA) whole blood. Ship Refrigerated Min 0.4 mL | Ambient 30 days/ Refrigerated 30 days/ Frozen 30 days | Upon Receipt | 5 days |  |  | Yes
ZW86 | Aromatic Solvents Metabolites Panel, Urine | 2416U | 182 | 84600; 83921 x2; 82570 | NMS Labs | ***Must submit one specimen per order. Specimens cannot be shared between multiple orders.*** Specimen Type: Urine Container/Tube: Plastic container (preservative-free) Specimen Volume: 5 mL Collection Instruction: 1. Collect sample at end of shift. Acidify with 1.0 mL acetic acid per 100 mL urine. 2. Ship Refrigerated Min Vol: 3 mL | Refrigerated 7 days\Frozen 30 days\Ambient 4 days | Monday through Sunday | 7 Days; If Positive: 12 days | 16 days |  | Yes
ZW86 | Asenapine, Serum/Plasma | 0474SP | 214 | 80342 | NMS Labs | ***Must submit one specimen per order. Specimens cannot be shared between multiple orders.*** Submit one of the following: Specimen Type: Serum Container/Tube: Red top tube Specimen Volume: 2 mL Collection Instruction: Promptly centrifuge and separate Serum into a plastic screw capped vial (preservative-free plastic container). Ship Refrigerated Min Vol: 0.7 mL Specimen Type: Plasma Container/Tube: Lavender top tube (EDTA) or Pink top tube Specimen Volume: 2 mL Collection Instruction: Promptly centrifuge and separate Plasma into a plastic screw capped vial (preservative-free plastic container). Ship Refrigerated Min Vol: 0.7 mL | Refrigerated 30 days\Frozen 365 days\Ambient 7 days | Wednesday | 6 days | 10 days |  | Yes
ZW86 | Atovaquone, Serum/Plasma | 0487SP | 438 | 80375 | NMS Labs | ***Must submit one specimen per order. Specimens cannot be shared between multiple orders*** Submit one of the following: Specimen Type: Serum Container/Tube: Red top tube Specimen Volume: 1 mL Collection Instruction: Promptly centrifuge and separate Serum into a plastic screw capped vial (preservative-free plastic container). Ship Refrigerated Min Vol: 0.2 mL Specimen Type: Plasma Container/Tube: Lavender top tube (EDTA) or Pink top tube Specimen Volume: 1 mL Collection Instruction: Promptly centrifuge and separate Plasma into a plastic screw capped vial (preservative-free plastic container). Ship Refrigerated Min Vol: 0.2 mL | Refrigerated 30 days/Ambient 30 days/Frozen 18 months | Monday through Sunday | 7 days | 11 days |  | Yes
ZW86 | Baclofen, Blood | 2111B | 294 | 80369 | NMS Labs | ***Must submit one specimen per order. Specimens cannot be shared between multiple orders.*** Specimen Type: Blood Container/Tube: NMS Labs has no experimental or literature-based data regarding the choice of specific specimen collection containers for this test. Specimen Volume: 1 mL Collection Instruction: Send 1 mL whole blood. Ship Refrigerated Min Vol: 0.4 mL | Refrigerated 14 days\Ambient 14 days\Frozen 14 days | Monday through Sunday | 3 days | 7 days |  | Yes
ZW86 | Baclofen, Fluid | 2111FL | 419 | 80369 | NMS Labs | ***Must submit one specimen per order. Specimens cannot be shared between multiple orders.*** Specimen Type: Fluid Container/Tube: Plastic container (preservative-free) Specimen Volume: 1 mL Collection Instruction: Send 1 mL Fluid in a plastic container (preservative-free). Ship Refrigerated Min Vol: 0.4 mL NOTE: This is for BODY fluids only. Any non-biological fluids (ex. syringe) should not be sent | Refrigerated 14 days\ Ambient 14 days\ Frozen 14 days | Monday through Sunday | 3 days | 7 days |  | Yes
ZW86 | Bath Salts Panel (Qualitative), Serum/Plasma | 2626SP | 174 | 80371 | NMS Labs | ***Must submit one specimen per order. Specimens cannot be shared between multiple orders*** Submit one of the following: Specimen Type: Serum Container/Tube: Red top tube Specimen Volume: 2 mL Collection Instruction: Promptly centrifuge and separate Serum into a plastic screw capped vial (preservative-free plastic container). Ship Frozen Min Vol: 0.7 mL Specimen Type: Plasma Container/Tube: Lavender top tube (EDTA) or Pink top tube Specimen Volume: 2 mL Collection Instruction: Promptly centrifuge and separate Plasma into a plastic screw capped vial (preservative-free plastic container). Ship Frozen Min Vol: 0.7 mL | Frozen 14 days\Refrigerate 48 hours\Ambient NO | Monday through Sunday | 7 days | 11 days |  | Yes
ZW86 | Benzodiazepines Panel, Serum/Plasma | 9329SP | 202 | 80339, 80347 | NMS Labs | ***Must submit one specimen per order. Specimens cannot be shared between multiple orders*** Submit one of the following: Specimen Type: Serum Container/Tube: Red top tube Specimen Volume: 1 mL Collection Instruction: Promptly centrifuge and separate Serum into a plastic screw capped vial (preservative-free plastic container). Ship Refrigerated Min Vol: 0.3 mL Specimen Type: Plasma Container/Tube: Lavender top tube (EDTA) or Pink top tube Specimen Volume: 1 mL Collection Instruction: Promptly centrifuge and separate Plasma into a plastic screw capped vial (preservative-free plastic container). Ship Refrigerated Min Vol: 0.3 mL | Refrigerated 14 days\Frozen 14 days\Ambient 48hrs | Monday through Sunday | 4 days | 8 days |  | Yes
ZW86 | Beta-Blockers Panel, Serum/Plasma | 3227SP | 282 | 80377 | NMS Labs | ***Must submit one specimen per order. Specimens cannot be shared between multiple orders*** Submit one of the following: Specimen Type: Serum Container/Tube: Red top tube Specimen Volume: 1 mL Collection Instruction: Promptly centrifuge and separate Serum into a plastic screw capped vial (preservative-free plastic container). Ship Refrigerated Min Vol: 0.4 mL Specimen Type: Plasma Container/Tube: Lavender top tube (EDTA) or Pink top tube Specimen Volume: 1 mL Collection Instruction: Promptly centrifuge and separate Plasma into a plastic screw capped vial (preservative-free plastic container). Ship Refrigerated Min Vol: 0.4 mL | Refrigerated 30 days/Frozen 30 days/Ambient 7 days | Monday through Sunday | 6 days | 10 days |  | Yes
ZW86 | Brodifacoum (Qualitative), Serum/Plasma | 0413SP | 242 | 80375 | NMS Labs | ***Must submit one specimen per order. Specimens cannot be shared between multiple orders*** Submit one of the following: Specimen Type: Serum Container/Tube: NMS Labs has no experimental or literature-based data regarding the choice of specific specimen collection containers for this test. Specimen Volume: 1 mL Collection Instruction: Promptly centrifuge and separate Serum into a plastic screw capped vial. Ship Refrigerated Min Vol: 0.4 mL Specimen Type: Plasma Container/Tube: NMS Labs has no experimental or literature-based data regarding the choice of specific specimen collection containers for this test. Specimen Volume: 1 mL Collection Instruction: Promptly centrifuge and separate Plasma into a plastic screw capped vial. Ship Refrigerated Min Vol: 0.4 mL | Refrigerated 14 days /Frozen 14 days/Ambient 14 days | Monday - Sunday | 7 days | 11 days |  | Yes
ZW86 | Bromine- Total, Serum/Plasma | 0720SP | 112 | 82542 | NMS Labs | ***Must submit one specimen per order. Specimens cannot be shared between multiple orders*** Submit one of the following: Specimen Type: Serum Container/Tube: Royal Blue top tube (Trace metal-free; No additive) Specimen Volume: 2 mL Collection Instruction: Avoid exposure to gadolinium or iodine based contrast media for 96 hours prior to sample collection. Do not use disinfectants containing iodine, such as Betadine, during venipuncture. Promptly centrifuge and separate Serum into a deionized water rinsed plastic screw capped vial. Ship Refrigerated Min Vol: 0.7 mL Specimen Type: Plasma Container/Tube: Royal Blue top tube (Trace metal-free; EDTA) Specimen Volume: 2 mL Collection Instruction: Avoid exposure to gadolinium or iodine based contrast media for 96 hours prior to sample collection. Do not use disinfectants containing iodine, such as Betadine, during venipuncture. Promptly centrifuge and separate Plasma into a deionized water rinsed plastic screw capped vial. Ship Refrigerated Min Vol: 0.7 mL | Refrigerated 30 days\Ambient 30 days\Frozen 365 days | Monday-Sunday | 4 - 8 days | 12 days |  | Yes
ZW86 | Buprenorphine and Metabolite - Free (Unconjugated) Screen, Serum/Plasma | 0802SP | 230 | 80307 | NMS Labs | ***Must submit one specimen per order. Specimens cannot be shared between multiple orders*** Submit one of the following: Specimen Type: Serum Container/Tube: Red top tube Specimen Volume: 3 mL Collection Instruction: Promptly centrifuge and separate Serum into a plastic screw capped vial (preservative-free plastic container). Ship Refrigerated Min Vol: 1.3 mL Specimen Type: Plasma Container/Tube: Lavender top tube (EDTA) or Pink top tube Specimen Volume: 3 mL Collection Instruction: Promptly centrifuge and separate Plasma into a plastic screw capped vial (preservative-free plastic container). Ship Refrigerated Min Vol: 1.3 mL | Refrigerated 29 days/Ambient 29 days/Frozen 29 days | Monday-Sunday | 4 days; If Positive: 8 days | 12 days |  | Yes
ZW86 | Buprenorphine and Metabolite - Free (Unconjugated), Serum/Plasma | 0801SP | 176 | 80348 | NMS Labs | ***Must submit one specimen per order. Specimens cannot be shared between multiple orders*** Submit one of the following: Specimen Type: Serum Container/Tube: Red top tube Specimen Volume: 2 mL Collection Instruction: Promptly centrifuge and separate Serum into a plastic screw capped vial (preservative-free plastic container). Ship Refrigerated Min Vol: 0.7 mL Specimen Type: Plasma Container/Tube: Lavender top tube (EDTA) or Pink top tube Specimen Volume: 2 mL Collection Instruction: Promptly centrifuge and separate Plasma into a plastic screw capped vial (preservative-free plastic container). Ship Refrigerated Min Vol: 0.7 mL | Refrigerated 29 days/Ambient 29 days/Frozen 120 days | Monday-Sunday | 4 days | 8 days |  | Yes
ZW86 | Canrenone (Spironolactone and Metabolite), Serum/Plasma | 4207SP | 134 | 80375 | NMS Labs | ***Must submit one specimen per order. Specimens cannot be shared between multiple orders*** Submit one of the following: Specimen Type: Serum Container/Tube: Red top tube Specimen Volume: 1 mL Collection Instruction: Promptly centrifuge and separate Serum into a plastic screw capped vial (preservative-free plastic container). Ship Refrigerated Min Vol: 0.4 mL Specimen Type: Plasma Container/Tube: Lavender top tube (EDTA) or Pink top tube Specimen Volume: 1 mL Collection Instruction: Promptly centrifuge and separate Plasma into a plastic screw capped vial (preservative-free plastic container). Ship Refrigerated Min Vol: 0.4 mL | Refrigerated 30 days\Frozen 2 years\Ambient 48hrs | Monday - Sunday | 7 days | 11 days |  | Yes
ZW86 | Carisoprodol and Metabolite, Urine | 1030U | 159 | 80369 | NMS Labs | ***Must submit one specimen per order. Specimens cannot be shared between multiple orders*** Specimen Type: Urine Container/Tube: Plastic container (preservative-free) Specimen Volume: 2 mL Collection Instruction: Send 2 mL Urine in a plastic container (preservative-free). Ship Refrigerated Min Vol: 0.7 mL | Refrigerated 21 days/Frozen 21 days/Ambient 21 days | Monday-Sunday | 7 days | 11 days |  | Yes
ZW86 | Chlorthalidone, Serum/Plasma | 1250SP | 158 | 80375 | NMS Labs | ***Must submit one specimen per order. Specimens cannot be shared between multiple orders*** Submit one of the following: Specimen Type: Serum Container/Tube: Red top tube Specimen Volume: 1 mL Collection Instruction: Promptly centrifuge and separate Serum into a plastic screw capped vial (preservative-free plastic container). Ship Refrigerated Min Vol: 0.4 mL Specimen Type: Plasma Container/Tube: Lavender top tube (EDTA) or Pink top tube Specimen Volume: 1 mL Collection Instruction: Promptly centrifuge and separate Plasma into a plastic screw capped vial (preservative-free plastic container). Ship Refrigerated Min Vol: 0.4 mL | Refrigerated 30 days/Ambient 30 days/Frozen 2 years | Monday-Sunday | 7 days | 11 days |  | Yes
ZW86 | Citalopram, Serum/Plasma | 1272SP | 134 | 80332 | NMS Labs | ***Must submit one specimen per order. Specimens cannot be shared between multiple orders*** Submit one of the following: Specimen Type: Serum Container/Tube: Red top tube Specimen Volume: 1 mL Collection Instruction: Promptly centrifuge and separate Serum into a plastic screw capped vial (preservative-free plastic container). Ship Refrigerated Min Vol: 0.4 mL Specimen Type: Plasma Container/Tube: Lavender top tube (EDTA) or Pink top tube Specimen Volume: 1 mL Collection Instruction: Promptly centrifuge and separate Plasma into a plastic screw capped vial (preservative-free plastic container). Ship Refrigerated Min Vol: 0.4 mL | Refrigerated 30 days/Ambient 30 days/Frozen 30 days | Monday - Sunday | 4 days | 8 days |  | Yes
ZW86 | Cocaine and Metabolites, Serum/Plasma | 1300SP | 222 | 80353 | NMS Labs | ***Must submit one specimen per order. Specimens cannot be shared between multiple orders*** Submit one of the following: Specimen Type: Serum Container/Tube: Red top tube Specimen Volume: 1 mL Collection Instruction: Promptly centrifuge and separate Serum into a plastic screw capped vial (preservative-free plastic container). Ship Refrigerated Min Vol: 0.3 mL Specimen Type: Plasma Container/Tube: Gray top tube (Sodium Fluoride / Potassium Oxalate) Specimen Volume: 1 mL Collection Instruction: Promptly centrifuge and separate Plasma into a plastic screw capped vial (preservative-free plastic container). Ship Refrigerated Min Vol: 0.3 mL | Refrigerated 7 days\Frozen 14 days\Ambient 24hrs | Monday-Sunday | 4 days | 8 days |  | Yes
ZW86 | Colchicine, Serum/Plasma | 1320SP | 632 | 80375 | NMS Labs | ***Must submit one specimen per order. Specimens cannot be shared between multiple orders*** Submit one of the following: Specimen Type: Serum Container/Tube: Red top tube Specimen Volume: 2 mL Collection Instruction: Promptly centrifuge and separate Serum into a plastic screw capped vial (preservative-free plastic container). Ship Refrigerated Min Vol: 0.7 mL Specimen Type: Plasma Container/Tube: Lavender top tube (EDTA) or Pink top tube Specimen Volume: 2 mL Collection Instruction: Promptly centrifuge and separate Plasma into a plastic screw capped vial (preservative-free plastic container). Ship Refrigerated Min Vol: 0.7 mL | Refrigerated 30 days/Frozen 180 days/Ambient 24hrs | Upon Receipt | 7 days | 11 days |  | Yes
ZW86 | Copper, Fluid | 1330FL | 242 | 82525 | NMS Labs | ***Must submit one specimen per order. Specimens cannot be shared between multiple orders*** Specimen Type: Fluid Container/Tube: Plastic container (Acid washed or Trace metal-free) Specimen Volume: 3 mL Collection Instruction: Send 3 mL Fluid in a plastic container (Acid washed or Trace metal-free). Ship Refrigerated REQUIRED: Indicate source Min Vol: 1.2 mL | Refrigerated OK\Frozen OK\Ambient NO | Monday-Sunday | 7 days | 11 days |  | No
ZW86 | Dantrolene, Serum/Plasma | 1439SP | 127 | 80369 | NMS Labs | ***Must submit one specimen per order. Specimens cannot be shared between multiple orders*** Submit one of the following: Specimen Type: Serum Container/Tube: Lavender top tube (EDTA) Specimen Volume: 1 mL Collection Instruction: Promptly centrifuge and separate Serum into a plastic screw capped vial. Ship Frozen NOTE: Sample must be protected from light Min Vol: 0.3 mL Specimen Type: Plasma Container/Tube: Lavender top tube (EDTA) Specimen Volume: 1 mL Collection Instruction: Promptly centrifuge and separate Plasma into a plastic screw capped vial. Ship Frozen NOTE: Sample must be protected from light Min Vol: 0.3 mL | Frozen 7 days/Refrigerated NO/Ambient NO | Monday through Sunday | 7 days | 11 days |  | Yes
ZW86 | Designer Opioids (Qualitative), Urine | 1480U | 325 | 80354, 80364 | NMS Labs | ***Must submit one specimen per order. Specimens cannot be shared between multiple orders*** Specimen Type: Urine Container/Tube: Plastic container (preservative-free) Specimen Volume: 2 mL Collection Instruction: Send 2 mL Urine in a plastic container (preservative-free). Ship Refrigerated Min Vol: 0.7 mL | Refrigerated 30 days/Frozen 30 days/Ambient 30 days | Monday - Sunday | 4 days | 8 days |  | Yes
ZW86 | Diphenhydramine, Serum/Plasma | 1760SP | 102 | 80375 | NMS Labs | ***Must submit one specimen per order. Specimens cannot be shared between multiple orders*** Submit one of the following: Specimen Type: Serum Container/Tube: Red top tube Specimen Volume: 1 mL Collection Instruction: Promptly centrifuge and separate Serum into a plastic screw capped vial (preservative-free plastic container). Ship Refrigerated Min Vol: 0.4 mL Specimen Type: Plasma Container/Tube: Lavender top tube (EDTA) or Pink top tube Specimen Volume: 1 mL Collection Instruction: Promptly centrifuge and separate Plasma into a plastic screw capped vial (preservative-free plastic container). Ship Refrigerated Min Vol: 0.4 mL | Refrigerated 30 days/Ambient 30 days/Frozen 2 years | Monday-Sunday | 4 days | 8 days |  | Yes
ZW86 | Diphenhydramine, Urine | 1760U | 150 | 80375 | NMS Labs | ***Must submit one specimen per order. Specimens cannot be shared between multiple orders*** Specimen Type: Urine Container/Tube: Plastic container (preservative-free) Specimen Volume: 1 mL Collection Instruction: Send 1mL Urine in a plastic container (preservative-free). Ship Refrigerated Min Vol: 0.4 mL | Refrigerated 30 days/Ambient 30 days/Frozen 2 years | Monday-Sunday | 4 days | 8 days |  | Yes
ZW86 | Diuretics Panel, Serum/Plasma | 1804SP | 136 | 80375 | NMS Labs | ***Must submit one specimen per order. Specimens cannot be shared between multiple orders*** Submit one of the following: Specimen Type: Serum Container/Tube: Red top tube Specimen Volume: 1 mL Collection Instruction: Promptly centrifuge and separate Serum into a plastic screw capped vial (preservative-free plastic container). Ship Refrigerated Min Vol: 0.4 mL Specimen Type: Plasma Container/Tube: Lavender top tube (EDTA) or Pink top tube Specimen Volume: 1 mL Collection Instruction: Promptly centrifuge and separate Plasma into a plastic screw capped vial (preservative-free plastic container). Ship Refrigerated Min Vol: 0.4 mL | Refrigerated 30 days/Ambient 7 days/Frozen 2 years | Monday-Sunday | 7 days | 11 days |  | Yes
ZW86 | Doxazosin, Serum/Plasma | 1815SP | 313 | 80375 | NMS Labs | ***Must submit one specimen per order. Specimens cannot be shared between multiple orders*** Submit one of the following: Specimen Type: Serum Container/Tube: Red top tube Specimen Volume: 1 mL Collection Instruction: Promptly centrifuge and separate Serum into a plastic screw capped vial (preservative-free plastic container). Ship Refrigerated Min Vol: 0.5 mL Specimen Type: Plasma Container/Tube: Lavender top tube (EDTA) or Pink top tube Specimen Volume: 1 mL Collection Instruction: Promptly centrifuge and separate Plasma into a plastic screw capped vial (preservative-free plastic container). Ship Refrigerated Min Vol: 0.5 mL | Refrigerated 30 days/Ambient 30 days/Frozen 2 years | Monday-Sunday | 7 days | 11 days |  | Yes
ZW86 | Drugs of Abuse (10 Panel) and Alcohol Screen, Serum/Plasma | 8101SP |  | Screen: 80307x2 | NMS Labs | ***Must submit one specimen per order. Specimens cannot be shared between multiple orders*** Submit one of the following: Specimen Type: Serum Container/Tube: Red top tube Specimen Volume: 4 mL Collection Instruction: Collect sample using alcohol free skin preparation. Promptly centrifuge and separate Serum into a plastic screw capped vial (preservative-fee) using approved guidelines. Ship refrigerated. Min Vol: 2 mL Specimen Type: Plasma Container/Tube: Gray top tube (Sodium Fluoride / Potassium Oxalate) Specimen Volume: 4 mL Collection Instruction: Collect sample using alcohol free skin preparation. Promptly centrifuge and separate Plasma into a plastic screw capped vial (preservative-fee) using approved guidelines. Ship refrigerated. Min Vol: 2 mL | Refrigerated 7 days/Frozen 14 days/Ambient 24hrs | Varies | 4 days; If Positive: 11 days | 15 | Screen=$181.00 CPT: 80307x2 Additional fees & CPT codes applied if confirmation performed: 53250SP - Alcohols and Acetone Confirmation = $70.00 CPT: 80320 5637SP - Cocaine and Metabolites Confirmation=$112.00 CPT: 80353 5641SP - Benzodiazepines Confirmation=$119.00 CPT: 80347 5645SP - Opiates - Free (Unconjugated) Confirmation=$136.00 CPT: 80356, 80361, 80365 5646SP - Cannabinoids Confirmation=$115.00 CPT: 80349 5652SP - Barbiturates Confirmation=$125.00 CPT: 80345 5657SP - Phencyclidine Confirmation=$141.00 CPT: 83992 5682SP - Methadone and Metabolite Confirmation=$126.00 CPT: 80358 5684SP - Amphetamines Confirmation=$118.00 CPT: 80326, 80359 | Yes
ZW86 | Drugs of Abuse Screen (10 Panel), Serum/Plasma | 8096SP | 372 | 80307 No additional charge for reflex testing. | NMS Labs | ***Must submit one specimen per order. Specimens cannot be shared between multiple orders*** Submit one of the following: Specimen Type: Serum Container/Tube: Red top tube Specimen Volume: 4 mL Collection Instruction: Promptly centrifuge and separate Serum into a plastic screw capped vial (preservative-free plastic container). Ship Refrigerated Min Vol: 1.75 mL Specimen Type: Plasma Container/Tube: Gray top tube (Sodium Fluoride / Potassium Oxalate) Specimen Volume: 4 mL Collection Instruction: Promptly centrifuge and separate Plasma into a plastic screw capped vial (preservative-free plastic container). Ship Refrigerated Min Vol: 1.75 mL | Ambient 1 day/Refrig 7 days/Frozen 14 days | Upon Receipt | 4 days (If Positive: 9 days) | 12 days |  | Yes
ZW86 | Drugs of Abuse Screen (11 Panel), Blood | 1864B |  | See Additional Fee information | NMS Labs | ***Must submit one specimen per order. Specimens cannot be shared between multiple orders*** Specimen Type: Blood Container/Tube: Gray top tube (Sodium Fluoride / Potassium Oxalate), Lavender top tube (EDTA) Specimen Volume: 4 mL Collection Instruction: Send 4 mL whole blood. Ship Refrigerated Min Vol: 1.75 mL Also acceptable: Cord blood | Refrigerated 10 days\Ambient 24hrs\Frozen OK | Monday-Sunday | 1-3 days; If Positive: 4-8 days | 12 days | 1864B; Screen=$134.00 CPT: 80307 If appropriate add’l fee & CPT codes: 5684B - Amphetamines Confirmation, Blood=$159.00 CPT: 80326, 80359 5652B - Barbiturates Confirmation, Blood=$197.00 CPT: 80345 5641B - Benzodiazepines Confirmation, Blood=$173.00 CPT: 80347 5646B - Cannabinoids Confirmation, Blood=$105.00 CPT: 80349 5637B - Cocaine and Metabolites Confirmation, Blood=$169.00 CPT: 80353 5643B - Fentanyl and Acetyl Fentanyl Confirmation, Blood= $ 232.00 CPT: 80354 5682B - Methadone and Metabolite Confirmation, Blood=$208.00 CPT: 80358 5645B - Opiates - Free (Unconjugated) Confirmation, Blood=$168.00 CPT: 80356, 80361, 80365 5657B - Phencyclidine Confirmation, Blood=$219.00 CPT: 83992 | Yes
ZW86 | Drugs of Abuse Screen (11 Panel), Fluid | 1864FL |  | 80307 | NMS Labs | ***Must submit one specimen per order. Specimens cannot be shared between multiple orders*** Specimen Type: Fluid Container/Tube: Plastic container (preservative-free) Specimen Volume: 9 mL Collection Instruction: Send 9 mL Fluid in a plastic container (preservative-free). Ship Refrigerated NOTE: Indicate source Min Vol: 4.45 mL | Refrigerated OK\Frozen OK\Ambient NO Stability is undetermined | Monday-Sunday | 4 days; If Positive: 9 days | 13 days | 1864FL Screen Fee = $254.00; CPT: 80307 Additional fees and CPT Codes for confirmation: 5684FL - Amphetamines Confirmation=$340.00 CPT: 80326, 80359 5652FL - Barbiturates Confirmation=$471.00 CPT: 80345 5641FL - Benzodiazepines Confirmation$227.00 CPT: 80347 5646FL - Cannabinoids Confirmation=$222.00 CPT: 80349 5637FL - Cocaine and Metabolites Confirmation=$222.00 CPT: 80353 5643FL-Fentanyl and Acetyl Fentanyl Confirmation, Fluid=$302.00 CPT:80354 5682FL - Methadone and Metabolite Confirmation=$262.00 CPT: 80358 5645FL - Opiates - Free (Unconjugated) Confirmation=$309.00 CPT: 80356, 80361, 80365 (Oxycodone / Oxymorphone) 5657FL - Phencyclidine Confirmation=$274.00 CPT: 83992 | Yes
ZW86 | Drugs of Abuse Screen (6 Panel), Hair | 6943H | 449 | Screen: 80307 Confirmation: 5903H Amphetamines Confirmation (Qualitative), Hair=$0.00 CPT: 80326,80359 5900H Cocaine and Metabolites Confirmation (Qualitative), Hair=$0.00, CPT: 80353 5901H Opiates Confirmation (Qualitative), Hair=$0.00, CPT: 80356,80361,80365 5902H Phencyclidine Confirmation (Qualitative), Hair-$0.00, CPT: 83992 | NMS Labs | ***Must submit one specimen per order. Specimens cannot be shared between multiple orders*** Specimen Type: Hair Container/Tube: Hair collection kit Specimen Volume: 300 mg Collection Instruction: Collect a pencil-thick segment of hair. Bundle, cut at roots, wrap with twist tie at root end. Ship Ambient -Submit with Chain of Custody. Min Vol: 300 mg | Ambient OK/Refrigerated undetermined/Frozen undetermined | Monday through Sunday | 8 days; If Positive: 16 days | 20 days |  | Yes
ZW86 | Drugs of Abuse Screen (9 panel), Hair | 6946H | 504 | Screen: 80307 If positive, appropriate confirmation CPT codes may be added (no additional fees): 5903H Amphetamines Confirmation (Qualitative), Hair=$0.00 CPT: 80326,80359 5909H Barbiturates Confirmation (Qualitative), Hair =$0.00, CPT: 80345 5905H Benzodiazepines Confirmation (Qualitative), Hair=$0.00, CPT: 80346 5900H Cocaine and Metabolites Confirmation (Qualitative), Hair=$0.00, CPT: 80353 5907H Methadone and Metabolite Confirmation (Qualitative), Hair $0.00, CPT: 80358 5901H Opiates Confirmation (Qualitative), Hair=$0.00, CPT: 80356,80361,80365 5902H Phencyclidine Confirmation (Qualitative), Hair-$0.00, CPT: 83992 | NMS Labs | ***Must submit one specimen per order. Specimens cannot be shared between multiple orders*** Specimen Type: Hair Container/Tube: Hair collection kit Specimen Volume: 600 mg Submit with Chain of Custody. Collection Instruction: Collect a pencil-thick segment of hair. Bundle, cut at roots, wrap with twist tie at root end. Ship Ambient -Note whether bleaches, hair dye or medications (e.g. selenium or minoxidil) were used. Min Vol: 600 mg | Ambient OK/Refrigerated Undetermined/Frozen Undetermined | Monday through Sunday | 8 days; If Positive: 16 days | 20 days |  | Yes
ZW86 | Duloxetine, Serum/Plasma | 4666SP | 242 | 80332 | NMS Labs | 3 mL Serum or Plasma Serum: Collect sample in Red top tube Plasma: Collect sample in Lavender top tube (EDTA) or Pink top tube. Recommended transport: Refrigerated. Duloxetine in Serum/Plasma requires light protection when submitted at Room Temperature. | Room Temperature: 14 day(s) - Duloxetine in Serum/Plasma requires light protection when submitted at Room Temperature. Refrigerated: 30 day(s) Frozen (-20 °C): 12 month(s) | Upon Receipt | 7 days |  |  | Yes
ZW86 | Escitalopram, Serum/Plasma | 1965SP | 190 | 80332 | NMS Labs | Submit one of the following: Specimen Type: Serum Container/Tube: Red top tube Specimen Volume: 1 mL Collection Instruction: Promptly centrifuge and separate Serum into a plastic screw capped vial (preservative-free plastic container). Ship Refrigerated Min Vol: 0.3 mL Specimen Type: Plasma Container/Tube: Lavender top tube (EDTA) or Pink top tube Specimen Volume: 1 mL Collection Instruction: Promptly centrifuge and separate Plasma into a plastic screw capped vial (preservative-free plastic container). Ship Refrigerated Min Vol: 0.3 mL | Refrigerated 30 days\Frozen 30 days\Ambient 30 days | Upon Recipt | 4 days | 10 |  | Yes
ZW86 | Ethambutol, Serum/Plasma | 1959SP | 208 | 80375 | NMS Labs | ***Must submit one specimen per order. Specimens cannot be shared between multiple orders*** Submit one of the following: Specimen Type: Serum Container/Tube: Red top tube Specimen Volume: 1 mL Collection Instruction: Promptly centrifuge and separate Serum into a plastic screw capped vial (preservative-free plastic container). Ship Refrigerated Min Vol: 0.4 mL Specimen Type: Plasma Container/Tube: Lavender top tube (EDTA) or Pink top tube Specimen Volume: 1 mL Collection Instruction: Promptly centrifuge and separate Plasma into a plastic screw capped vial (preservative-free plastic container). Ship Refrigerated Min Vol: 0.4 mL | Refrigerated 30 days/Frozen 30 days/Ambient 30 days | Monday-Sunday | 7 days | 11 days |  | Yes
ZW86 | Expanded Kratom Alkaloids, Urine | 2025U | 390 | 80375 | NMS Labs | 1 mL Urine. Ship Frozen. (Min Vol. 0.4mL) | Ambient: No, Refrigerated: 2 day(s), Frozen (-20 °C): 14 day(s) | Wednesday and Saturday | 5-7 days | 13 |  | Yes
ZW86 | Fentanyl Screen, Hair | 9291H | 847 | 80307 | NMS Labs | ***Must submit one specimen per order. Specimens cannot be shared between multiple orders*** Specimen Type: Hair Container/Tube: Hair collection kit Specimen Volume: 300 mg Submit with Chain of Custody. Collection Instruction: Collect a pencil-thick segment of hair. Bundle, cut at roots, wrap with twist tie at root end. Ship Ambient Min Vol: 300 mg | Ambient Undetermined/Refrigerated Undetermined/Frozen Undetermined | Upon Receipt | 4 days (If Positive: 8 days) | 12 days | 5251H-Fentanyl Confirmation (no additional charge) | Yes
ZW86 | Flunitrazepam and Metabolites Screen, Urine | 9341U |  | 80307; if appropriate add 80346 | NMS Labs | ***Must submit one specimen per order. Specimens cannot be shared between multiple orders*** Specimen Type: Urine Container/Tube: Plastic container (preservative-free) Specimen Volume: 3 mL Collection Instruction: Send 3 mL Urine in a plastic container (preservative-free). Ship Refrigerated Min Vol: 1.4 mL | Refrigerated 14 days\Frozen 90 days\Ambient 48hrs | Monday through Sunday | 5 days; If Positive: 10 days | 14 days | 9341U Screen fee: $242.00, CPT: 5728U Flunitrazepam and Metabolites Confirmation, Urine: $192.00, CPT: 80346 | Yes
ZW86 | Fluoride, Urine | 2090U | 100 | 82735 | NMS Labs | ***Must submit one specimen per order. Specimens cannot be shared between multiple orders*** Specimen Type: Urine Container/Tube: Plastic container (Acid washed or Trace metal-free) Specimen Volume: 2 mL Collection Instruction: Send 2 mL Urine in a plastic container (Acid washed or Trace metal-free). Ship Refrigerated NOTE: Avoid exposure to gadolinium-based contrast media for 48 hours prior to sample collection. Min Vol: 0.6 mL | Refrigerated 30 days/Ambient 30 days/Frozen 365 days | Monday through Sunday | 7 days | 11 days |  | Yes
ZW86 | Fluoxetine and Metabolite, Serum/Plasma | 2105SP | 188 | 80332 | NMS Labs | 3 mL Serum or Plasma Serum: Collect sample in Red top tube Plasma: Collect sample in Lavender top tube (EDTA) or Pink top tube. Recommended transport: Refrigerated. | Room Temperature: 14 day(s) Refrigerated: 30 day(s) Frozen (-20 °C): 30 day(s) | Upon Receipt | 4 days |  |  | Yes
ZW86 | Fosphenytoin as Metabolite, Serum/Plasma | 2136SP | 158 | 80185 | NMS Labs | ***Must submit one specimen per order. Specimens cannot be shared between multiple orders*** Submit one of the following: Specimen Type: Serum Container/Tube: Red top tube Specimen Volume: 1 mL Collection Instruction: Promptly centrifuge and separate Serum into a plastic screw capped vial (preservative-free plastic container). Ship Refrigerated Min Vol: 0.2 mL Specimen Type: Plasma Container/Tube: Lavender top tube (EDTA) or Pink top tube Specimen Volume: 1 mL Collection Instruction: Promptly centrifuge and separate Plasma into a plastic screw capped vial (preservative-free plastic container). Ship Refrigerated Min Vol: 0.2 mL | Refrigerated 30 days/Ambient 30 days/Frozen 18 months | Tuesday and Thursday | 7 days | 11 days |  | Yes
ZW86 | Guanfacine, Serum/Plasma | 2186SP | 252 | 80375 | NMS Labs | ***Must submit one specimen per order. Specimens cannot be shared between multiple orders*** Submit one of the following: Specimen Type: Serum Container/Tube: Red top tube Specimen Volume: 2 mL Collection Instruction: Promptly centrifuge and separate Serum into a plastic screw capped vial (preservative-free plastic container). Ship Refrigerated Min Vol: 0.7 mL Specimen Type: Plasma Container/Tube: Lavender top tube (EDTA) or Pink top tube Specimen Volume: 2 mL Collection Instruction: Promptly centrifuge and separate Plasma into a plastic screw capped vial (preservative-free plastic container). Ship Refrigerated Min Vol: 0.7 mL | Refrigerated 30 days\Frozen 36 months\Ambient 7 days | Monday through Sunday | 7 days | 11 days |  | Yes
ZW86 | Guanfacine, Urine | 2186U | 242 | 80375 | NMS Labs | ***Must submit one specimen per order. Specimens cannot be shared between multiple orders.*** Collect 1 mL urine. Ship refrigerated in plastic, preservative-free containter. Min Volume: 0.25 mL | Refrig 30 days/Frozen 30 days/Ambient 7 days | Monday through Sunday | 9 days | 9 - 11 days |  | Yes
ZW86 | Hydrochlorothiazide, Serum/Plasma | 2330SP | 206 | 80375 | NMS Labs | ***Must submit one specimen per order. Specimens cannot be shared between multiple orders*** Submit one of the following: Specimen Type: Serum Container/Tube: Red top tube Specimen Volume: 1 mL Collection Instruction: Promptly centrifuge and separate Serum into a plastic screw capped vial (preservative-free plastic container). Ship Refrigerated Min Vol: 0.4 mL Specimen Type: Plasma Container/Tube: Lavender top tube (EDTA) or Pink top tube Specimen Volume: 1 mL Collection Instruction: Promptly centrifuge and separate Plasma into a plastic screw capped vial (preservative-free plastic container). Ship Refrigerated Min Vol: 0.4 mL | Refrigerated 30 days/Ambient 7 days/Frozen 2 years | Monday through Sunday | 7 days | 11 days |  | Yes
ZW86 | ILoperidone, Serum/Plasma | 2395SP | 201 | 80342 | NMS Labs | ***Must submit one specimen per order. Specimens cannot be shared between multiple orders*** Submit one of the following: Specimen Type: Serum Container/Tube: Red top tube (no additive) Specimen Volume: 1 mL Collection Instruction: Promptly centrifuge and separate Serum into a plastic screw capped vial. Ship Refrigerated Min Vol: 0.4 mL Specimen Type: Plasma Container/Tube: Lavender top tube (EDTA) Specimen Volume: 1 mL Collection Instruction: Promptly centrifuge and separate Plasma into a plastic screw capped vial. Ship Refrigerated Min Vol: 0.4 mL | Refrigerated 30 days/Ambient 30 days/Frozen 365 days | Monday through Sunday | 7 days | 11 days |  | Yes
ZW86 | Indomethacin, Serum/Plasma | 2410SP | 163 | 80329 | NMS Labs | ***Must submit one specimen per order. Specimens cannot be shared between multiple orders*** Submit one of the following: Specimen Type: Serum Container/Tube: Red top tube Specimen Volume: 1 mL Collection Instruction: Promptly centrifuge and separate Serum into a plastic screw capped vial (preservative-free plastic container). Ship Refrigerated Min Vol: 0.2 mL Specimen Type: Plasma Container/Tube: Lavender top tube (EDTA) or Pink top tube Specimen Volume: 1 mL Collection Instruction: Promptly centrifuge and separate Plasma into a plastic screw capped vial (preservative-free plastic container). Ship Refrigerated Min Vol: 0.2 mL | Refrigerated 30 days\Ambient 7 days\Frozen 17 months | Monday through Sunday | 7 days | 11 days |  | Yes
ZW86 | Ketamine and Metabolite, Urine | 2479U | 120 | 80357 | NMS Labs | ***Must submit one specimen per order. Specimens cannot be shared between multiple orders*** Specimen Type: Urine Container/Tube: Plastic container (preservative-free) Specimen Volume: 1 mL Collection Instruction: Send 1 mL Urine in a plastic container (preservative-free). Ship Refrigerated Min Vol: 0.2 mL | Refrigerated 30 days/Ambient 7 days/Frozen 6 months | Monday-Sunday | 4 days | 8 days |  | Yes
ZW86 | Laxatives Panel (Qualitative), Urine | 2499U | 220 | 80376 | NMS Labs | ***Must submit one specimen per order. Specimens cannot be shared between multiple orders*** Specimen Type: Urine Container/Tube: Plastic container (preservative-free) Specimen Volume: 3 mL Collection Instruction: Send 3 mL Urine in a plastic container (preservative-free). Ship Refrigerated Min Vol: 1.2 mL | Refrigerated 30 days\Frozen 30 days\Ambient 14 days | Wednesday | 7 days | 11 days |  | Yes
ZW86 | Levamisole, Serum/Plasma | 2501SP | 266 | 80375 | NMS Labs | ***Must submit one specimen per order. Specimens cannot be shared between multiple orders*** Submit one of the following: Specimen Type: Serum Container/Tube: Red top tube Specimen Volume: 1 mL Collection Instruction: Promptly centrifuge and separate Serum into a plastic screw capped vial (preservative-free plastic container). Ship Refrigerated Min Vol: 0.4 mL Specimen Type: Plasma Container/Tube: Lavender top tube (EDTA) or Pink top tube Specimen Volume: 1 mL Collection Instruction: Promptly centrifuge and separate Plasma into a plastic screw capped vial (preservative-free plastic container). Ship Refrigerated Min Vol: 0.4 mL | Refrigerated 30 days\Frozen 365 days\Ambient 48hrs | Thursday | 7 days | 11 days |  | Yes
ZW86 | Loperamide and Metabolite, Serum/Plasma | 2533SP | 355 | 80375 | NMS Labs | ***Must submit one specimen per order. Specimens cannot be shared between multiple orders*** Submit one of the following: Specimen Type: Serum Container/Tube: Red top tube Specimen Volume: 1 mL Collection Instruction: Promptly centrifuge and separate Serum into a plastic screw capped vial (preservative-free plastic container). Ship Refrigerated Min Vol: 0.4 mL Specimen Type: Plasma Container/Tube: Lavender top tube (EDTA) or Pink top tube Specimen Volume: 1 mL Collection Instruction: Promptly centrifuge and separate Plasma into a plastic screw capped vial (preservative-free plastic container). Ship Refrigerated Min Vol: 0.4 mL | Refrigerated 7 days/Frozen 30 days/Ambient 48hrs | Monday through Sunday | 7 days | 11 days |  | Yes
ZW86 | Lurasidone, Serum / Plasma | 2543SP | 184 | 80342 | NMS Labs | ***Must submit one specimen per order. Specimens cannot be shared between multiple orders*** Submit one of the following: Specimen Type: Serum Container/Tube: Red top tube Specimen Volume: 1 mL Collection Instruction: Promptly centrifuge and separate Serum into a plastic screw capped vial (preservative-free plastic container). Ship Refrigerated Min Vol: 0.3 mL Specimen Type: Plasma Container/Tube: Lavender top tube (EDTA) or Pink top tube Specimen Volume: 1 mL Collection Instruction: Promptly centrifuge and separate Plasma into a plastic screw capped vial (preservative-free plastic container). Ship Refrigerated Min Vol: 0.3 mL | Refrigerated 30 days/Ambient 30 days/Frozen 15 months | Monday Through Sunday | 6 days | 10 days |  | Yes
ZW86 | Metoprolol, Serum/Plasma | 3043SP | 226 | 80375 | NMS Labs | ***Must submit one specimen per order. Specimens cannot be shared between multiple orders*** Submit one of the following: Specimen Type: Serum Container/Tube: Red top tube Specimen Volume: 1 mL Collection Instruction: Promptly centrifuge and separate Serum into a plastic screw capped vial (preservative-free plastic container). Ship Refrigerated Min Vol: 0.4 mL Specimen Type: Plasma Container/Tube: Lavender top tube (EDTA) or Pink top tube Specimen Volume: 1 mL Collection Instruction: Promptly centrifuge and separate Plasma into a plastic screw capped vial (preservative-free plastic container). Ship Refrigerated Min Vol: 0.4 mL | Refrigerated 30 days\Frozen 30 days\Ambient 14 days | Monday through Sunday | 6 days | 10 days |  | Yes
ZW86 | MOCA, Urine | 3080U | 354 | 81002, 82542 | NMS Labs | Specimen Type: Urine Container/Tube: Plastic container (preservative-free) Specimen Volume: 5 mL Collection Instruction: Send 5 mL Urine in a plastic container (preservative-free). Ship Refrigerated Min Vol: 2.5 mL | Refrigerated 30 days/Frozen 30 days | Upon Receipt | 7 days | 14 |  | Yes
ZW86 | Modafinil/Armodafinil, Blood | 3045B | 216 | 80342 | NMS Labs | ***Must submit one specimen per order. Specimens cannot be shared between multiple orders*** Specimen Type: Blood Container/Tube: Lavender top tube (EDTA) Specimen Volume: 1 mL Collection Instruction: Send 1 mL Lavender top tube (EDTA) whole blood. Ship Refrigerated Min Vol: 0.2 mL | Refrigerated 30 days\Ambient 30 days\Frozen 17 months | Monday through Sunday | 7 days | 11 days |  | Yes
ZW86 | Naltrexone and Metabolite - Free (Unconjugated), Serum/Plasma | 3116SP | 397 | 80362 | NMS Labs | Specimen Type: Serum or Plasma Container/Tube: Serum Red top tube or Lavender top tube (EDTA) Specimen Volume: 2 mL Collection Instruction: Serum: Collect sample in Red top tube Plasma: Collect sample in Lavender top tube (EDTA) or Pink top tube. Promptly centrifuge and separate Serum or Plasma into a plastic screw capped vial using approved guidelines. Ship Refrigerated Min Vol: 0.7 mL | Refrigerate 29 days/ Ambient 13 days/ Frozen 6 months | Upon Receipt | 4 days | 10 |  | Yes
ZW86 | Novel Psychoactive Substances (NPS) Screen, Serum/Plasma | 8756SP | 322 | Screen: 80307 Additional CPT codes (if appropriate): 52486SP Acetyl Fentanyl Confirmation, Serum/Plasma: 80362 52366SP Bath Salts Confirmation, Serum/Plasma (Forensic): 80371 52487SP Designer Benzodiazepines Confirmation, Serum/Plasma: 80346 52488SP Designer Opioids Confirmation (2019 Scope), Serum/Plasma: 80346 52320SP Hallucinogens and Stimulants Confirmation 2 (Qualitative), Serum/Plasma: 80371 52489SP Mitragynine Confirmation, Serum/Plasma: 80375 52387SP NBOMe Confirmation (Qualitative), Serum/Plasma: 80371 52326SP Piperazine Designer Drugs Confirmation (Qualitative), Serum/Plasma: 80371 52327SP Pyrrolidinophenone Confirmation, Serum/Plasma: 80371 52328SP Substituted Cathinone Panel, Serum/Plasma: 80371 Added analytes- Isotonitazene, ortho-Methylfentanyl, Protonitazene: 80307 | NMS Labs | ***Must submit one specimen per order. Specimens cannot be shared between multiple orders*** Specimen Type: Serum Container/Tube: Red top tube Specimen Volume: 5 mL Collection Instruction: Promptly centrifuge and separate Serum into a plastic screw capped vial (preservative-free plastic container). Ship Frozen Min Vol: 2.1 mL Specimen Type: Plasma Container/Tube: Lavender top tube (EDTA) or Pink top tube Specimen Volume: 5 mL Collection Instruction: Promptly centrifuge and separate Plasma into a plastic screw capped vial (preservative-free plastic container). Ship Frozen Min Vol: 2.1 mL | Frozen 14 days/Refrigerated 24hrs/Ambient NO | Tuesday | 7 days; If Positive: 14 days | 18 days | NO additional charges when confirmation performed: 52306SP 3-MeO-PCP and 3-hydroxy-PCP Confirmation (Qualitative), Serum/Plasma; CPT:80371 51008SP alpha-PHP/alpha-PiHP Confirmation (Qualitative), Serum/Plasma 52309SP Alpha-PVP Confirmation, Serum/Plasma; CPT:80371 51010SP Designer Benzodiazepines Confirmation, Serum/Plasma 51013SP Designer Opioids Confirmation, Serum/Plasma 52307SP Eutylone Confirmation, Serum/Plasma; CPT:80371 52486SP Fentanyl and 4-ANPP Confirmation, Serum/Plasma; CPT:80362 52489SP Mitragynine Confirmation, Serum/Plasma; CPT:80375 51006SP Nitazenes Panel Confirmation, Serum/Plasma 51003SP para-Fluorofentanyl Confirmation, Serum/Plasma 51007SP Substituted Cathinone Panel Confirmation, Serum/Plasma | Yes
ZW86 | Novel Psychoactive Substances (NPS) Screen, Urine | 8756U | 312 | Screen: 80307 Additional CPT codes (if appropriate): 52486U Acetyl Fentanyl Confirmation, Urine: 80362 52366U Bath Salts Confirmation, Urine (Forensic): 80371 52487U Designer Benzodiazepines Confirmation (Qualitative), Urine: 80346 52488U Designer Opioids Confirmation (2019 Scope) (Qualitative), Urine: 80346 52320U Hallucinogens and Stimulants Confirmation 2 (Qualitative), Urine: 80371 52489U Mitragynine Confirmation (Qualitative), Urine: 80371 52387U NBOMe Confirmation (Qualitative), Urine: 80371 52326U Piperazine Designer Drugs Confirmation (Qualitative), Urine: 80371 52328U Substituted Cathinone Panel, Urine: 80371 Added analytes- Isotonitazene, ortho-Methylfentanyl, Protonitazene | NMS Labs | ***Must submit one specimen per order. Specimens cannot be shared between multiple orders*** Specimen Type: Urine Container/Tube: Plastic container (preservative-free) Specimen Volume: 5 mL Collection Instruction: Send 5 mL Urine in a plastic container (preservative-free). Ship Refrigerated Min Vol: 2.1 mL | Refrigerated 14 days/Frozen 14 days/Ambient NO | Tuesdays | 7 days; If Positive: 14 days | 18 days | NO additional charges when confirmation performed: 52306U 3-MeO-PCP and 3-hydroxy-PCP Confirmation (Qualitative), Urine; CPT:80371 51008U alpha-PHP/alpha-PiHP Confirmation (Qualitative), Urine 52309U Alpha-PVP Confirmation, Urine CPT:80371 51010U Designer Benzodiazepines Confirmation (Qualitative), Urine 51013U Designer Opioids Confirmation (Qualitative), Urine 52307U Eutylone Confirmation (Qualitative), Urine CPT:80371 52486U Fentanyl Panel Confirmation, Urine; CPT:80362 52489U Mitragynine Confirmation (Qualitative), Urine CPT:80371 51006U Nitazenes Panel Confirmation (Qualitative), Urine 51003U para-Fluorofentanyl Confirmation (Qualitative), Urine 51007U Substituted Cathinone Panel Confirmation, Urine | Yes
ZW86 | NPS Stimulants/Bath Salts Panel, Urine | 2626U | 141 | 80371 | NMS Labs | ***Must submit one specimen per order. Specimens cannot be shared between multiple orders*** Specimen Type: Urine Container/Tube: Plastic container (preservative-free) Specimen Volume: 1 mL Collection Instruction: Send 1 mL Urine in a plastic container (preservative-free). Ship Refrigerated Min Vol: 0.7 mL | Refrigerated 14 days/Frozen 14 days/Ambient 7 days | Monday through Sunday | 4-8 days | 12 days |  | Yes
ZW86 | Organochlorine Pesticides, Serum/Plasma | 3243SP | 194 | 82441 | NMS Labs | ***Must submit one specimen per order. Specimens cannot be shared between multiple orders*** Submit one of the following: Specimen Type: Serum Container/Tube: Red top tube Specimen Volume: 3 mL Collection Instruction: Promptly centrifuge and separate Serum into a plastic screw capped vial (preservative-free plastic container). Ship Refrigerated Min Vol: 1.2 mL Specimen Type: Plasma Container/Tube: Lavender top tube (EDTA) or Pink top tube Specimen Volume: 3 mL Collection Instruction: Promptly centrifuge and separate Plasma into a plastic screw capped vial (preservative-free plastic container). Ship Refrigerated Min Vol: 1.2 mL | Refrigerated 14 days/Ambient 14 days/Frozen 5 months | Monday through Sunday | 7 day | 11 days |  | Yes
ZW86 | Oxcarbazepine/Eslicarbazepine Acetate as Metabolite, Blood | 3265B | 103 | 80183 | NMS Labs | ***Must submit one specimen per order. Specimens cannot be shared between multiple orders*** Specimen Type: Blood Container/Tube: Gray top tube (Sodium Fluoride / Potassium Oxalate) Specimen Volume: 1 mL Collection Instruction: Send 1 mL whole blood (Gray top tube). Ship Refrigerated Min Vol: 0.3 mL | Refrigerated 30 days/Ambient 30 days/Frozen 2 years | Monday through Sunday | 5 days | 9 days |  | Yes
ZW86 | Oxcarbazepine/Eslicarbazepine Acetate as Metabolite, Serum/Plasma | 3265SP | 104 | 80183 | NMS Labs | ***Must submit one specimen per order. Specimens cannot be shared between multiple orders*** Submit one of the following: Specimen Type: Serum Container/Tube: Red top tube Specimen Volume: 1 mL Collection Instruction: Promptly centrifuge and separate Serum into a plastic screw capped vial (preservative-free plastic container). Ship Refrigerated Min Vol: 0.3 mL Specimen Type: Plasma Container/Tube: Lavender top tube (EDTA) or Pink top tube Specimen Volume: 1 mL Collection Instruction: Promptly centrifuge and separate Plasma into a plastic screw capped vial (preservative-free plastic container). Ship Refrigerated Min Vol: 0.3 mL | Refrigerated 30 days/Ambient 30 days/Frozen 2 years | Monday through Sunday | 5 days | 9 days |  | Yes
ZW86 | Paliperidone, Serum | 4113SP | 152 | 80342 | NMS Labs | ***Must submit one specimen per order. Specimens cannot be shared between multiple orders.*** Specimen Type: Serum Collection Container/Tube: Red Submission Container/Tube: Plastic vial Specimen Volume: 1 mL Collection Instructions: 1. Draw blood in a plain, red-top tube(s). 2. Centrifuge and aliquot, send 1 mL of serum in a preservative-free plastic vial. 3. Send refrigerate. Min Vol: 0.5 mL | Serum Red - Refrigerated (preferred) - 14 days Frozen Ambient - 14 days | Monday through Sunday | 6 days | 10 |  | Yes
ZW86 | Paroxetine, Serum/Plasma | 3360SP | 125 | 80332 | NMS Labs | ***Must submit one specimen per order. Specimens cannot be shared between multiple orders*** Submit one of the following: Specimen Type: Serum Container/Tube: Red top tube Specimen Volume: 1 mL Collection Instruction: Promptly centrifuge and separate Serum into a plastic screw capped vial (preservative-free plastic container). Ship Refrigerated Min Vol: 0.4 mL Specimen Type: Plasma Container/Tube: Lavender top tube (EDTA) or Pink top tube Specimen Volume: 1 mL Collection Instruction: Promptly centrifuge and separate Plasma into a plastic screw capped vial (preservative-free plastic container). Ship Refrigerated Min Vol: 0.4 mL | Refrigerated 30 days/Ambient 30 days/Frozen 30 days | Upon Receipt | 3 days | 7 days |  | Yes
ZW86 | Perfluoroalkyl Substances (PFAS), Serum/Plasma | 3427SP | 278 | 82542 | NMS Labs | ***Must submit one specimen per order. Specimens cannot be shared between multiple orders*** Submit one of the following: Specimen Type: Serum Container/Tube: Red top tube Specimen Volume: 1 mL Collection Instruction: Promptly centrifuge and separate Serum into a plastic screw capped vial (preservative-free plastic container). Ship Refrigerated Min Vol: 0.3 mL Specimen Type: Plasma Container/Tube: Lavender top tube (EDTA) Specimen Volume: 1 mL Collection Instruction: Promptly centrifuge and separate Plasma into a plastic screw capped vial (preservative-free plastic container). Ship Refrigerated Min Vol: 0.3 mL NOTE: Sample collection devices coated with PTFE/Teflon® and PVDF should be avoided because of potential specimen contamination. Known Interference(s): PFHpA [LC-MS/MS]: Perfluorohexanoic Acid (PFPxA); Perfluoropentanoic Acid (PFPeA) PFNA [LC-MS/MS]: Perfluorodecanoic Acid (PFDA) | Refrigerated 17 days/Ambient 17 days/Frozen 17 months | Upon Receipt | 7 - 14 days | 18 days |  | Yes
ZW86 | PFASure® FT, Serum/Plasma | 3434SP | 304 | 82542 | NMS Labs | ***Must submit one specimen per order. Specimens cannot be shared between multiple orders*** Submit one of the following: Specimen Type: Serum Container/Tube: Red top tube Specimen Volume: 1 mL Collection Instruction: Promptly centrifuge and separate Serum into a plastic screw capped vial (preservative-free plastic container). Ship Refrigerated Min Vol: 0.3 mL Specimen Type: Plasma Container/Tube: Lavender top tube (EDTA) Specimen Volume: 1 mL Collection Instruction: Promptly centrifuge and separate Plasma into a plastic screw capped vial (preservative-free plastic container). Ship Refrigerated Min Vol: 0.3 mL | Ambient 17 days/Refrig 17 days/Frozen 17 months | Upon Receipt | 7-14 days | 18 days |  | Yes
ZW86 | Phenobarbital - Unbound, Serum/Plasma | 3581SP | 121 | 80184 | NMS Labs | ***Must submit one specimen per order. Specimens cannot be shared between multiple orders*** Submit one of the following: Specimen Type: Serum Container/Tube: Red top tube Specimen Volume: 2 mL Collection Instruction: Promptly centrifuge and separate Serum into a plastic screw capped vial (preservative-free plastic container). Ship Refrigerated Min Vol: 0.7 mL Specimen Type: Plasma Container/Tube: Lavender top tube (EDTA) or Pink top tube Specimen Volume: 2 mL Collection Instruction: Promptly centrifuge and separate Plasma into a plastic screw capped vial (preservative-free plastic container). Ship Refrigerated Min Vol: 0.7 mL | Refrigerated 90 days/Ambient 90 days/Frozen 18 months | Monday - Saturday | 7 days | 11 days |  | Yes
ZW86 | Platinum, Fluid | 3783FL | 340 | 83018 | NMS Labs | ***Must submit one specimen per order. Specimens cannot be shared between multiple orders*** Specimen Type: Fluid Container/Tube: Plastic container (Acid washed or Trace metal-free) Specimen Volume: 5 mL Collection Instruction: Send 5 mL Fluid in a plastic container (Acid washed or Trace metal-free). Ship Refrigerated Min Vol: 2.8 mL | Refrigerated Undetermined\Ambient Undetermined\Frozen Undertermined | Monday through Sunday | 7 days | 11 days |  | No
ZW86 | Postmortem, Expanded, Blood (Forensic) | 8052B | 346 | 80307 x3 | NMS Labs | ***Must submit one specimen per order. Specimens cannot be shared between multiple orders*** Specimen Type: Blood Container/Tube: Gray top tube (Sodium Fluoride / Potassium Oxalate) Acceptable: Lavender top tube (EDTA), Royal Blue top tube (Trace metal-free; EDTA) Specimen Volume: 10 mL Collection Instruction: Send 10 mL Whole Blood, Refrigerated Min Vol: 5.05 mL -Collect sample using alcohol free skin preparation. -Must be submitted forensically with NMS requisition form and indicate that the sample is post-mortem. If this is a forensic sample with a forensic requisition form, there is no stability restriction | Refrigerated OK; preferred but not required/Frozen 7 days/Ambient NO If this is a forensic sample with a forensic requisition form, there is no stability restriction | Upon Receipt | 7 days (if Positive: 15 days) | 19 days | Additional fees for these reflex tests only (add to the $346.00 base): 53029B Gabapentin Confirmation, Blood: $93.00 (CPT 80171) 53024B Propranolol Confirmation, Blood: $100.00 (CPT 80375) | Yes
ZW86 | Postmortem, Expanded, Urine (Forensic) | 8052U | 363 | 80307 x4 | NMS Labs | ***Must submit one specimen per order. Specimens cannot be shared between multiple orders*** Specimen Type: Urine Container/Tube: Plastic container (preservative-free) Specimen Volume: 10 mL Collection Instruction: Send 10 mL Urine in a plastic container (preservative-free). Ship Refrigerated Min Vol: 4.2 mL NOTE: Specimen must be submitted forensically with NMS requisition form and indicate that the sample is post-mortem. | Refrigerated OK; Undetermined/ Frozen Undetermined/ Ambient Undetermined | Upon Receipt | 7 days (if Positive: 15 days) | 19 days | All confirmations are included in the above $363.00 fee. | Yes
ZW86 | Potassium - Total, RBCs | 3784R | 97 | 84132 | NMS Labs | ***Must submit one specimen per order. Specimens cannot be shared between multiple orders*** Specimen Type: RBCs Container/Tube: Dark Green top tube (Sodium Heparin) Acceptable: Green top tube (Lithium Heparin) Specimen Volume: 1 mL Collection Instruction: Submit in container with a non-Potassium based preservative/anticoagulant. Tubes containing Potassium based preservatives/anticoagulants are not acceptable. Centrifuge and separate Plasma within two hours of collection. Leave RBCs in the original collection container and replace stopper. Ship Refrigerated Min Vol: 0.3 mL | Refrigerated 30 days\Frozen NO\Ambient NO | Monday through Sunday | 4 - 8 days | 12 days |  | Yes
ZW86 | Propofol, Serum/Plasma | 4015SP | 173 | 80299 | NMS Labs | ***Must submit one specimen per order. Specimens cannot be shared between multiple orders.*** Submit only 1 of the following specimens: Serum Draw blood in a plain, red-top tube(s). Serum gel tube is not acceptable. Centrifuge and send 2 mL of serum refrigerate in plastic vial. Note: 1. Indicate serum on request form. 2. Label specimen appropriately (serum). Plasma Draw blood in a lavender-top (EDTA) tube(s). Plasma gel tube is not acceptable. Centrifuge and send 2 mL of EDTA plasma refrigerate in plastic vial. Note: 1. Indicate plasma on request form. 2. Label specimen appropriately (plasma). | Varies: Refrigerated | Monday through Sunday | 8 days |  |  | Yes
ZW86 | Propylene Glycol, Serum/Plasma | 4003SP | 143 | 84600 | NMS Labs | ***Must submit one specimen per order. Specimens cannot be shared between multiple orders*** Submit one of the following: Specimen Type: Serum Container/Tube: Red top tube Specimen Volume: 2 mL Collection Instruction: Promptly centrifuge and separate Serum into a plastic screw capped vial (preservative-free plastic container). Ship Refrigerated Min Vol: 0.7 mL Specimen Type: Plasma Container/Tube: Lavender top tube (EDTA) or Pink top tube Specimen Volume: 2 mL Collection Instruction: Promptly centrifuge and separate Plasma into a plastic screw capped vial (preservative-free plastic container). Ship Refrigerated Min Vol: 0.7 mL | Refrigerated 28 days/Ambient 28 days/Frozen 90 days | Monday - Sunday | 7 days | 11 days |  | Yes
ZW86 | Pyridostigmine, Serum/Plasma | 4038SP | 409 | 80375 | NMS Labs | ***Must submit one specimen per order. Specimens cannot be shared between multiple orders.*** Submit only 1 of the following specimens: Specimen Type: Serum Collection Container/Tube: Red top Submission Container/Tube: Plastic vial Specimen Volume: 5 mL Collection Instructions: 1. Draw blood in a plain, red-top tube(s). Serum gel tube is not acceptable. 2. Centrifuge and freeze immediately. Send 5 mL of serum frozen in a plastic, preservative-free vial. 3. Label specimen appropriately (serum). Specimen Type: Plasma Collection Container/Tube: Preferred: Lavender-top EDTA) Acceptable: Green-top (Heparin) Submission Container/Tube: Plastic vial Specimen Volume: 5 mL Collection Instructions: 1. Draw blood in a lavender-top (EDTA) or green-top (Heparin) tube(s). Plasma gel tube is not acceptable. 2. Centrifuge and freeze immediately. Send 5 mL of plasma frozen in a preservative-free plastic vial. 3. Label specimen appropriately (plasma). Min Vol: 2.2 mL | Varies - Frozen (preferred) - 21 days | Monday through Sunday | 7 days | 11 days |  | Yes
ZW86 | Pyrimethamine, Serum / Plasma | 4045SP | 409 | 80375 | NMS Labs | ***Must submit one specimen per order. Specimens cannot be shared between multiple orders*** Submit one of the following: Specimen Type: Serum Container/Tube: Red top tube Specimen Volume: 3 mL Collection Instruction: Promptly centrifuge and separate Serum into a plastic screw capped vial (preservative-free plastic container). Ship Refrigerated Min Vol: 1.2 mL Specimen Type: Plasma Container/Tube: Lavender top tube (EDTA) or Pink top tube Specimen Volume: 3 mL Collection Instruction: Promptly centrifuge and separate Plasma into a plastic screw capped vial (preservative-free plastic container). Ship Refrigerated Min Vol: 1.2 mL | Refrigerated Undetermined\Frozen Undetermined\Ambient Undetermined | Wednesday | 1 days | 12 days |  | Yes
ZW86 | Silver, Serum/Plasma | 4200SP | 78 | 83789 | NMS Labs | ***Must submit one specimen per order. Specimens cannot be shared between multiple orders*** REQUIRED: Sample MUST be protected from light Submit one of the following: Specimen Type: Serum Container/Tube: Royal Blue top tube (Trace metal-free; No additive) Specimen Volume: 1 mL Collection Instruction: Promptly centrifuge and separate Serum into a plastic container (Acid washed or Trace metal-free). Ship Refrigerated Min Vol: 0.4 mL Specimen Type: Plasma Container/Tube: Royal Blue top tube (Trace metal-free; EDTA) Specimen Volume: 1 mL Collection Instruction: Promptly centrifuge and separate Plasma into a plastic container (Acid washed or Trace metal-free). Ship Refrigerated Min Vol: 0.4 mL | Refrigerated 30 days/Ambient 30 days/Frozen 30 days | Monday - Sunday | 7 days | 11 days |  | Yes
ZW86 | Silver, Urine | 4200U | 115 | 83789 | NMS Labs | ***Must submit one specimen per order. Specimens cannot be shared between multiple orders*** -REQUIRED: Sample MUST be protected from light Specimen Type: Urine Container/Tube: Plastic container (Acid washed or Trace metal-free) Specimen Volume: 1 mL Collection Instruction: Send 1 mL Urine in a plastic container (Acid washed or Trace metal-free). Ship Refrigerated and protected from light. NOTE: -Sample MUST be protected from light -Avoid exposure to gadolinium-based contrast media for 48 hours prior to sample collection. Min Vol: 0.4 mL | Refrigerated 30 days\Frozen 30 days\Ambient 14 days | Monday - Sunday | 7 days | 11 days |  | Yes
ZW86 | Stiripentol, Serum/Plasma | 4211SP | 212 | 80339 | NMS Labs | ***Must submit one specimen per order. Specimens cannot be shared between multiple orders*** Submit one of the following: Specimen Type: Serum Container/Tube: Red top tube Specimen Volume: 1 mL Collection Instruction: Promptly centrifuge and separate Serum into a plastic screw capped vial (preservative-free plastic container). Ship Refrigerated Min Vol: 0.2 mL Specimen Type: Plasma Container/Tube: Lavender top tube (EDTA) or Pink top tube Specimen Volume: 1 mL Collection Instruction: Promptly centrifuge and separate Plasma into a plastic screw capped vial (preservative-free plastic container). Ship Refrigerated Min Vol: 0.2 mL | Refrigerated 30 days/Ambient 30 days/Frozen 120 days | Monday through Sunday | 5 days | 9 days |  | Yes
ZW86 | Strontium, Serum/Plasma | 4212SP | 80 | 83018 | NMS Labs | ***Must submit one specimen per order. Specimens cannot be shared between multiple orders*** Submit one of the following: Specimen Type: Serum Container/Tube: Royal Blue top tube (Trace metal-free; No additive) Specimen Volume: 1 mL Collection Instruction: Promptly centrifuge and separate Serum into a plastic container (Acid washed or Trace metal-free). Ship Refrigerated Min Vol: 0.4 mL Specimen Type: Plasma Container/Tube: Royal Blue top tube (Trace metal-free; EDTA) Specimen Volume: 1 mL Collection Instruction: Promptly centrifuge and separate Plasma into a plastic container (Acid washed or Trace metal-free). Ship Refrigerated Min Vol: 0.4 mL | Refrigerated 30 days\Ambient 30 days\Frozen 30 days | Monday, Wednesday, Friday | 5 days | 9 days |  | Yes
ZW86 | Sulfonamides, Undifferentiated, Serum/Plasma | 4245SP | 134 | 80375 | NMS Labs | ***Must submit one specimen per order. Specimens cannot be shared between multiple orders*** Submit one of the following: Specimen Type: Serum Container/Tube: Red top tube Specimen Volume: 1 mL Collection Instruction: Promptly centrifuge and separate Serum into a plastic screw capped vial (preservative-free plastic container). Ship Refrigerated Min Vol: 0.4 mL Specimen Type: Plasma Container/Tube: Lavender top tube (EDTA) or Pink top tube Specimen Volume: 1 mL Collection Instruction: Promptly centrifuge and separate Plasma into a plastic screw capped vial (preservative-free plastic container). Ship Refrigerated Min Vol: 0.4 mL | Refrigerated 90 days\Frozen 90 days\Ambient 24hrs | Monday - Sunday | 7 day | 11 days |  | Yes
ZW86 | Tamoxifen and Metabolites, Blood | 4311B | 484 | 80375 | NMS Labs | ***Must submit one specimen per order. Specimens cannot be shared between multiple orders*** Specimen Type: Blood Container/Tube: Lavender top tube (EDTA) Specimen Volume: 1 mL Collection Instruction: Send 1 mL EDTA Whole Blood. Ship Refrigerated Min Vol: 0.4 mL | Refrigerated 7 days\Frozen 30 days\Ambient 24hrs | Monday - Sunday | 7 days | 11 days |  | Yes
ZW86 | Therapeutic and Drugs of Abuse Screen, Hair | 6945H | 1172 | Screen: 80307 x2 If positive, appropriate confirmation CPT codes may be added (no additional fees): 5900H - Cocaine and Metabolites Confirmation (Qualitative), Hair: 80353 5901H - Opiates Confirmation (Qualitative), Hair: 80356, 80361, 80365 5902H - Phencyclidine Confirmation (Qualitative), Hair: 83992 5903H - Amphetamines Confirmation (Qualitative), Hair: 80326, 80359 5905H - Benzodiazepines Confirmation (Qualitative), Hair: 80346 5907H - Methadone and Metabolite Confirmation (Qualitative), Hair; 80358 5909H - Barbiturates Confirmation (Qualitative), Hair; 80345 | NMS Labs | ***Must submit one specimen per order. Specimens cannot be shared between multiple orders*** Specimen Type: Hair Container/Tube: Hair collection kit Specimen Volume: 600 mg Submit with Chain of Custody. Collection Instruction: Collect a pencil-thick segment of hair. Bundle, cut at roots, wrap with twist tie at root end. Ship Ambient Min Vol: 600 mg | Ambient Undertermined/Refrigerated Undetermined/Frozen Undetermined | Monday through Sunday | 8 days; If Positive: 16 days | 20 days | If positive, appropriate confirmation tests may be added (no additional fees): 5900H - Cocaine and Metabolites Confirmation (Qualitative), Hair 5901H - Opiates Confirmation (Qualitative), Hair 5902H - Phencyclidine Confirmation (Qualitative), Hair 5903H - Amphetamines Confirmation (Qualitative), Hair 5905H - Benzodiazepines Confirmation (Qualitative), Hair 5907H - Methadone and Metabolite Confirmation (Qualitative), Hair 5909H - Barbiturates Confirmation (Qualitative), Hair | Yes
ZW86 | Thiothixene, Serum/Plasma | 4469SP | 125 | 80342 | NMS Labs | ***Must submit one specimen per order. Specimens cannot be shared between multiple orders*** Submit one of the following: Collection Container/Tube: Red top tube Submission Container/Tube: Plastic screw-capped vial Specimen Volume: 1 mL Serum Collection Instruction: 1. Promptly centrifuge and separate Serum into a plastic screw capped vial (preservative-free plastic container). 2. Ship Refrigerated Collection Container/Tube: Lavender top tube (EDTA) or Pink top tube Submission Container/Tube: Plastic screw-capped vial Specimen Volume: 1 mL Plasma Collection Instruction: 1. Promptly centrifuge and separate Plasma into a plastic screw capped vial (preservative-free plastic container). 2. Ship Refrigerated Min Vol: 0.5 mL | Refrigerated (preferred) 14 days/Ambient 7 days/Frozen 20 months | Monday through Sunday | 4 days | 10 days |  | Yes
ZW86 | Titanium, Urine | 4486U | 212 | 83018 | NMS Labs |  | Ambient NO/Refrigerated NO/Frozen 30 days | Upon Receipt | 7 days | 13 |  | Yes
ZW86 | Tolazamide, Serum/Plasma | 4490SP | 336 | 80375 | NMS Labs | ***Must submit one specimen per order. Specimens cannot be shared between multiple orders*** Submit one of the following: Specimen Type: Serum Container/Tube: Red top tube Specimen Volume: 1 mL Collection Instruction: Promptly centrifuge and separate Serum into a plastic screw capped vial (preservative-free plastic container). Ship Refrigerated Min Vol: 0.3 mL Specimen Type: Plasma Container/Tube: Gray top tube (Sodium Fluoride / Potassium Oxalate) Specimen Volume: 1 mL Collection Instruction: Promptly centrifuge and separate Plasma into a plastic screw capped vial (preservative-free plastic container). Ship Refrigerated Min Vol: 0.3 mL | Refrigerated 28 days/Frozen 180 days/Ambient 2 days | Monday through Sunday | 4 days | 8 days |  | Yes
ZW86 | Valacyclovir as Metabolite, Serum/Plasma | 4766SP | 178 | 80375 | NMS Labs | ***Must submit one specimen per order. Specimens cannot be shared between multiple orders*** Submit one of the following: Specimen Type: Serum Container/Tube: Red top tube Specimen Volume: 1 mL Collection Instruction: Promptly centrifuge and separate Serum into a plastic screw capped vial (preservative-free plastic container). Ship Refrigerated Min Vol: 0.2 mL Specimen Type: Plasma Container/Tube: Lavender top tube (EDTA) or Pink top tube Specimen Volume: 1 mL Collection Instruction: Promptly centrifuge and separate Plasma into a plastic screw capped vial (preservative-free plastic container). Ship Refrigerated Min Vol: 0.2 mL | Refrigerated 30 days/Ambient 30 days/Frozen 120 days | Monday through Sunday | 7 days | 11 days |  | Yes
ZW86 | Vanadium, Serum/Plasma | 4765SP | 122 | 83018 | NMS Labs | ***Must submit one specimen per order. Specimens cannot be shared between multiple orders*** Submit one of the following: Specimen Type: Serum Container/Tube: Royal Blue top tube (Trace metal-free; No additive) Specimen Volume: 2 mL Collection Instruction: Promptly centrifuge and separate Serum into a plastic container (Acid washed or Trace metal-free). Ship Refrigerated Min Vol: 0.6 mL Specimen Type: Plasma Container/Tube: Royal Blue top tube (Trace metal-free; EDTA) Specimen Volume: 2 mL Collection Instruction: Promptly centrifuge and separate Plasma into a plastic container (Acid washed or Trace metal-free). Ship Refrigerated Min Vol: 0.6 mL | Refrigerated 30 days/Ambient 30 days/Frozen 30 days | Upon receipt | 6 days | 10 days |  | Yes
ZW86 | Venlafaxine and Metabolite, Serum/Plasma | 4767SP | 129 | 80338 | NMS Labs | ***Must submit one specimen per order. Specimens cannot be shared between multiple orders*** Submit one of the following: Specimen Type: Serum Container/Tube: Red top tube Specimen Volume: 1 mL Collection Instruction: Promptly centrifuge and separate Serum into a plastic screw capped vial (preservative-free plastic container). Ship Refrigerated Min Vol: 0.5 mL Specimen Type: Plasma Container/Tube: Lavender top tube (EDTA) or Pink top tube Specimen Volume: 1 mL Collection Instruction: Promptly centrifuge and separate Plasma into a plastic screw capped vial (preservative-free plastic container). Ship Refrigerated Min Vol: 0.5 mL | Refrigerated 14 days/Ambient 14 days/Frozen 30 days | Upon Receipt | 2 - 5 days | 9 days |  | Yes
ZW86 | Xylazine, Urine | 4815U | 196 | 80375 | NMS Labs | ***Must submit one specimen per order. Specimens cannot be shared between multiple orders*** Specimen Type: Urine Container/Tube: Plastic container (preservative-free) Specimen Volume: 1 mL Collection Instruction: Send 1 mL Urine in a plastic container (preservative-free). Ship Refrigerated Min Vol: 0.3 mL | Refrigerated 30 days/Ambient 30 days/Frozen 9 months | Upon receipt | 5 days | 9 days |  | Yes
ZW86 | Zinc, Blood | 4844B | 87 | 84630 | NMS Labs | ***Must submit one specimen per order. Specimens cannot be shared between multiple orders*** Specimen Type: Blood Container/Tube: Royal Blue top tube (Trace metal-free; EDTA) Specimen Volume: 1 mL Collection Instruction: Send 1 mL Whole Blood (Royal Blue top tube). Ship Refrigerated Min Vol: 0.3 mL | Refrigerated 30 days\Ambient 30 days\Frozen 30 days | Monday through Sunday | 7 days | 11 days |  | Yes
ZW86 | Zinc, RBCs | 4844R | 86 | 84630 | NMS Labs | ***Must submit one specimen per order. Specimens cannot be shared between multiple orders*** Specimen Type: RBCs Container/Tube: Royal Blue top tube (Trace metal-free; EDTA) Specimen Volume: 1 mL Collection Instruction: Centrifuge and separate Plasma within two hours of collection. Leave RBCs in the original collection container and replace stopper. Tubes containing Heparin based anticoagulants are not acceptable. Ship Refrigerated Min Vol: 0.3 mL | Refrigerated 30 days/Ambient NO/Frozen NO | Monday through Sunday | 3-7 days | 11 days |  | Yes